## Tester utilization calculator
Tester utilization calculator |  |  | Updated: 08 Jun 21 | [8 empty] | Available days | 26 |  |  | 19 |  |  | 19 |  |  | 25 |  |  | 20 |  |  | 19 |  |  | 24
[12 empty] | Month | Jun |  |  | Jul |  |  | Aug |  |  | Sep |  |  | Oct |  |  | Nov |  |  | Dec
Product Family | Main / Spares | PN | Product Family | Tester Number | Tester name | Qty | Test Time (hrs) | Tester Efficiency(%) | No of shifts | Shift allocation time (hrs) | Available Line Capacity (hrs): | Test capacity per day (pcs) | Tester Capacity per month | Demand | Tester Utilization include Spares demand | Tester Capacity per month | Demand | Tester Utilization exclude Spares demand | Tester Capacity per month | Demand | Tester Utilization exclude Spares demand | Tester Capacity per month | Demand | Tester Utilization exclude Spares demand | Tester Capacity per month | Demand | Tester Utilization exclude Spares demand | Tester Capacity per month | Demand | Tester Utilization exclude Spares demand | Tester Capacity per month | Demand | Tester Utilization exclude Spares demand | Common with Spares | Remarks
Pumps | Pumps | WAT207000 | Pump Mechanic Run In Test | TE82613 | TE82613 | 2 | 0.2 | 98% | 1 | 8 | 16 | 78.4 | 2038.4 | 15 | 0.7359% | 1489.6 | 38 | 4.632% | 1489.6 | 24 | 1.813% | 1960 | 0 | 0% | 1568 | 26 | 2.87% | 1489.6 | 26 | 2.954% | 1881.6 | 25 | 2.232% | Common with Spares | NA
| Pumps | 186001515 | Pump Mechanic Run In Test | TE82613 | TE82613 | 2 | 0.2 | 98% | 1 | 8 | 16 | 78.4 | 2038.4 | 0 |  | 1489.6 | 11 |  | 1489.6 | 0 |  | 1960 | 0 |  | 1568 | 7 |  | 1489.6 | 6 |  | 1881.6 | 6
| Pumps | 186001525 | Pump Mechanic Run In Test | TE82613 | TE82613 | 2 | 0.2 | 98% | 1 | 8 | 16 | 78.4 | 2038.4 | 0 |  | 1489.6 | 20 |  | 1489.6 | 3 |  | 1960 | 0 |  | 1568 | 12 |  | 1489.6 | 12 |  | 1881.6 | 11
| Pumps | 186001825 | Pump Mechanic Run In Test | TE82613 | TE82613 | 2 | 0.2 | 98% | 1 | 8 | 16 | 78.4 | 2038.4 | 0 |  | 1489.6 | 0 |  | 1489.6 | 0 |  | 1960 | 0 |  | 1568 | 0 |  | 1489.6 | 0 |  | 1881.6 | 0
| Spares | WAS207033 | Pump Mechanic Run In Test | TE82613 | TE82613 | 2 | 0.2 | 98% | 1 | 8 | 16 | 78.4 | 2038.4 | 0 |  | 1489.6 | 0 |  | 1489.6 | 0 |  | 1960 | 0 |  | 1568 | 0 |  | 1489.6 | 0 |  | 1881.6 | 0
| Pumps | WAT207000 | HIPOT / Safety Analyzer Test | TE95037 | TE95037 | 1 | 0.11 | 98% | 1 | 8 | 8 | 71.2727 | 1853.0909 | 15 | 0.8095% | 1354.1818 | 38 | 5.095% | 1354.1818 | 24 | 1.994% | 1781.8182 | 0 | 0% | 1425.4545 | 26 | 3.157% | 1354.1818 | 26 | 3.249% | 1710.5455 | 25 | 2.455% | Unique for Instrument
| Pumps | 186001515 | HIPOT / Safety Analyzer Test | TE95037 | TE95037 | 1 | 0.11 | 98% | 1 | 8 | 8 | 71.2727 | 1853.0909 | 0 |  | 1354.1818 | 11 |  | 1354.1818 | 0 |  | 1781.8182 | 0 |  | 1425.4545 | 7 |  | 1354.1818 | 6 |  | 1710.5455 | 6
| Pumps | 186001525 | HIPOT / Safety Analyzer Test | TE95037 | TE95037 | 1 | 0.11 | 98% | 1 | 8 | 8 | 71.2727 | 1853.0909 | 0 |  | 1354.1818 | 20 |  | 1354.1818 | 3 |  | 1781.8182 | 0 |  | 1425.4545 | 12 |  | 1354.1818 | 12 |  | 1710.5455 | 11
| Pumps | 186001825 | HIPOT / Safety Analyzer Test | TE95037 | TE95037 | 1 | 0.11 | 98% | 1 | 8 | 8 | 71.2727 | 1853.0909 | 0 |  | 1354.1818 | 0 |  | 1354.1818 | 0 |  | 1781.8182 | 0 |  | 1425.4545 | 0 |  | 1354.1818 | 0 |  | 1710.5455 | 0
| Pumps | WAT207000 | ASSY, HPLC PUMP, M515 | TE 82534 | TE 82534 | 1 | 0.83 | 95% | 1 | 8 | 8 | 9.1566 | 238.0723 | 15 | 6.301% | 173.9759 | 38 | 21.84% | 173.9759 | 24 | 13.8% | 228.9157 | 0 | 0% | 183.1325 | 26 | 14.2% | 173.9759 | 26 | 14.94% | 219.759 | 25 | 11.38% | Common with Spares
| Spares | WAS207006 | ASSY, HPLC PUMP, M515 | TE 82534 | TE 82534 | 1 | 0.83 | 95% | 1 | 8 | 8 | 9.1566 | 238.0723 | 0 |  | 173.9759 | 0 |  | 173.9759 | 0 |  | 228.9157 | 0 |  | 183.1325 | 0 |  | 173.9759 | 0 |  | 219.759 | 0
| Pumps | 186001515 | 1515 ISOCRATIC HPLC PUMP | TE 82705-02 | TE 82705-02 | 1 | 0.83 | 95% | 1 | 8 | 8 | 9.1566 | 238.0723 | 0 | 0% | 173.9759 | 11 | 17.82% | 173.9759 | 0 | 1.724% | 228.9157 | 0 | 0% | 183.1325 | 7 | 10.38% | 173.9759 | 6 | 10.35% | 219.759 | 6 | 7.736% | Unique for Instrument
| Pumps | 186001525 | 1525 BINARY HPLC PUMP | TE 82705-02 | TE 82705-02 |  | 1.58 | 95% | 1 | 8 | 8 | 4.8101 | 125.0633 | 0 |  | 91.3924 | 20 |  | 91.3924 | 3 |  | 120.2532 | 0 |  | 96.2025 | 12 |  | 91.3924 | 12 |  | 115.443 | 11
| Pumps | 186001825 | 1525µ Binary HPLC Pump w/Degasser | TE 82705-02 | TE 82705-02 |  | 1.58 | 95% | 1 | 8 | 8 | 4.8101 | 125.0633 | 0 |  | 91.3924 | 0 |  | 91.3924 | 0 |  | 120.2532 | 0 |  | 96.2025 | 0 |  | 91.3924 | 0 |  | 115.443 | 0
Alliance | Alliance | 186269505 | Front Bezel/Keypad LCD Tester | TE82546 | TE82546 | 1 | 0.085 | 95% | 1 | 8 | 8 | 89.4118 | 2324.7059 | 104 | 26.63% | 1698.8235 | 64 | 24.13% | 1698.8235 | 48 | 18.95% | 2235.2941 | 44 | 14.05% | 1788.2353 | 60 | 20.41% | 1698.8235 | 59 | 21.43% | 2145.8824 | 59 | 16.92% | Common with Spares
| Alliance | 186269506 | Front Bezel/Keypad LCD Tester | TE82546 | TE82546 | 1 | 0.085 | 95% | 1 | 8 | 8 | 89.4118 | 2324.7059 | 515 |  | 1698.8235 | 346 |  | 1698.8235 | 274 |  | 2235.2941 | 270 |  | 1788.2353 | 305 |  | 1698.8235 | 305 |  | 2145.8824 | 304
| Spares | 700004463 | Front Bezel/Keypad LCD Tester | TE82546 | TE82546 | 1 | 0.085 | 95% | 1 | 8 | 8 | 89.4118 | 2324.7059 | 0 |  | 1698.8235 | 0 |  | 1698.8235 | 0 |  | 2235.2941 | 0 |  | 1788.2353 | 0 |  | 1698.8235 | 0 |  | 2145.8824 | 0
| Alliance | 186269505 | Pump Tray Tester | TE82526 | TE82526 | 3 | 0.65 | 80% | 1 | 8 | 24 | 29.5385 | 768 | 104 | 80.6% | 561.2308 | 64 | 73.05% | 561.2308 | 48 | 57.37% | 738.4615 | 44 | 42.52% | 590.7692 | 60 | 61.78% | 561.2308 | 59 | 64.86% | 708.9231 | 59 | 51.2% | Common with Spares
| Alliance | 186269506 | Pump Tray Tester | TE82526 | TE82526 | 3 | 0.65 | 80% | 1 | 8 | 24 | 29.5385 | 768 | 515 |  | 561.2308 | 346 |  | 561.2308 | 274 |  | 738.4615 | 270 |  | 590.7692 | 305 |  | 561.2308 | 305 |  | 708.9231 | 304
| Spares | 700001030 | Pump Tray Tester | TE82526 | TE82526 | 3 | 0.65 | 80% | 1 | 8 | 24 | 29.5385 | 768 | 0 |  | 561.2308 | 0 |  | 561.2308 | 0 |  | 738.4615 | 0 |  | 590.7692 | 0 |  | 561.2308 | 0 |  | 708.9231 | 0
| Spares | WAT045438 | HPMV Tester | TE82625 | TE82625 | 1 | 0.11 | 85% | 1 | 8 | 8 | 61.8182 | 1607.2727 | 0 | 0% | 1174.5455 | 0 | 0% | 1174.5455 | 0 | 0% | 1545.4545 | 0 | 0% | 1236.3636 | 0 | 0% | 1174.5455 | 0 | 0% | 1483.6364 | 0 | 0% | Spares only
| Alliance | 186269505 | Syringe Needle tester | TE82656 | TE82656 | 1 | 0.05 | 95% | 1 | 8 | 8 | 152 | 3952 | 104 | 15.66% | 2888 | 64 | 14.2% | 2888 | 48 | 11.15% | 3800 | 44 | 8.263% | 3040 | 60 | 12.01% | 2888 | 59 | 12.6% | 3648 | 59 | 9.951% | Common with Spares
| Alliance | 186269506 | Syringe Needle tester | TE82656 | TE82656 | 1 | 0.05 | 95% | 1 | 8 | 8 | 152 | 3952 | 515 |  | 2888 | 346 |  | 2888 | 274 |  | 3800 | 270 |  | 3040 | 305 |  | 2888 | 305 |  | 3648 | 304
| Spares | 700000239 | Syringe Needle tester | TE82656 | TE82656 | 1 | 0.05 | 95% | 1 | 8 | 8 | 152 | 3952 | 0 |  | 2888 | 0 |  | 2888 | 0 |  | 3800 | 0 |  | 3040 | 0 |  | 2888 | 0 |  | 3648 | 0
| Alliance | 186269505 | Injector Seal Wash Tester | TE82503 | TE82503 | 2 | 0.3 | 85% | 1 | 8 | 16 | 45.3333 | 1178.6667 | 104 | 100.5% | 861.3333 | 64 | 47.6% | 861.3333 | 48 | 37.38% | 1133.3333 | 44 | 27.71% | 906.6667 | 60 | 40.26% | 861.3333 | 59 | 42.26% | 1088 | 59 | 33.36% | Common with Spares | Propose to cover by OT
| Alliance | 186269506 | Injector Seal Wash Tester | TE82503 | TE82503 | 2 | 0.3 | 85% | 1 | 8 | 16 | 45.3333 | 1178.6667 | 515 |  | 861.3333 | 346 |  | 861.3333 | 274 |  | 1133.3333 | 270 |  | 906.6667 | 305 |  | 861.3333 | 305 |  | 1088 | 304
| Spares | 289012412 | Injector Seal Wash Tester | TE82503 | TE82503 | 2 | 0.3 | 85% | 1 | 8 | 16 | 45.3333 | 1178.6667 | 0 |  | 861.3333 | 0 |  | 861.3333 | 0 |  | 1133.3333 | 0 |  | 906.6667 | 0 |  | 861.3333 | 0 |  | 1088 | 0
| Spares | 700002789 | Injector Seal Wash Tester | TE82503 | TE82503 | 2 | 0.3 | 85% | 1 | 8 | 16 | 45.3333 | 1178.6667 | 60 |  | 861.3333 | 0 |  | 861.3333 | 0 |  | 1133.3333 | 0 |  | 906.6667 | 0 |  | 861.3333 | 0 |  | 1088 | 0
| Spares | 700002791 | Injector Seal Wash Tester | TE82503 | TE82503 | 2 | 0.3 | 85% | 1 | 8 | 16 | 45.3333 | 1178.6667 | 120 |  | 861.3333 | 0 |  | 861.3333 | 0 |  | 1133.3333 | 0 |  | 906.6667 | 0 |  | 861.3333 | 0 |  | 1088 | 0
| Spares | 700011784 | Injector Seal Wash Tester | TE82503 | TE82503 | 2 | 0.3 | 85% | 1 | 8 | 16 | 45.3333 | 1178.6667 | 48 |  | 861.3333 | 0 |  | 861.3333 | 0 |  | 1133.3333 | 0 |  | 906.6667 | 0 |  | 861.3333 | 0 |  | 1088 | 0
| Spares | 700011785 | Injector Seal Wash Tester | TE82503 | TE82503 | 2 | 0.3 | 85% | 1 | 8 | 16 | 45.3333 | 1178.6667 | 14 |  | 861.3333 | 0 |  | 861.3333 | 0 |  | 1133.3333 | 0 |  | 906.6667 | 0 |  | 861.3333 | 0 |  | 1088 | 0
| Spares | 700011805 | Injector Seal Wash Tester | TE82503 | TE82503 | 2 | 0.3 | 85% | 1 | 8 | 16 | 45.3333 | 1178.6667 | 323 |  | 861.3333 | 0 |  | 861.3333 | 0 |  | 1133.3333 | 0 |  | 906.6667 | 0 |  | 861.3333 | 0 |  | 1088 | 0
| Alliance | 186269505 | Carousel Carrier Drive Alignment Station | TE82520 | TE82520 | 2 | 0.42 | 85% | 1 | 8 | 16 | 32.381 | 841.9048 | 104 | 73.52% | 615.2381 | 64 | 66.64% | 615.2381 | 48 | 52.34% | 809.5238 | 44 | 38.79% | 647.619 | 60 | 56.36% | 615.2381 | 59 | 59.16% | 777.1429 | 59 | 46.71% | Common with Spares
| Alliance | 186269506 | Carousel Carrier Drive Alignment Station | TE82520 | TE82520 | 2 | 0.42 | 85% | 1 | 8 | 16 | 32.381 | 841.9048 | 515 |  | 615.2381 | 346 |  | 615.2381 | 274 |  | 809.5238 | 270 |  | 647.619 | 305 |  | 615.2381 | 305 |  | 777.1429 | 304
| Spares | WAT270928 | Carousel Carrier Drive Alignment Station | TE82520 | TE82520 | 2 | 0.42 | 85% | 1 | 8 | 16 | 32.381 | 841.9048 | 0 |  | 615.2381 | 0 |  | 615.2381 | 0 |  | 809.5238 | 0 |  | 647.619 | 0 |  | 615.2381 | 0 |  | 777.1429 | 0
| Spares | 700011708 | Fluidics Tray Tester | TE82523 | TE82523 | 1 | 0.25 | 90% | 1 | 8 | 8 | 28.8 | 748.8 | 0 | 0% | 547.2 | 0 | 0% | 547.2 | 0 | 0% | 720 | 0 | 0% | 576 | 0 | 0% | 547.2 | 0 | 0% | 691.2 | 0 | 0% | Spares only
| Spares | WAT270802 | Heater Cooler Tester | TE0084018 | TE0084018 | 1 | 0.2 | 95% | 1 | 8 | 8 | 38 | 988 | 0 | 0% | 722 | 0 | 0% | 722 | 0 | 0% | 950 | 0 | 0% | 760 | 0 | 0% | 722 | 0 | 0% | 912 | 0 | 0% | Spares only
| Spares | WAT270804 | Heater Cooler Tester | TE0084018 | TE0084018 | 1 | 0.2 | 95% | 1 | 8 | 8 | 38 | 988 | 0 |  | 722 | 0 |  | 722 | 0 |  | 950 | 0 |  | 760 | 0 |  | 722 | 0 |  | 912 | 0
| Alliance | 186269505 | e2695 Separations Module w/o H/C | Final test | Final test | 20 | 5.717 | 75% | 1 | 8 | 160 | 20.99 | 545.7408 | 104 | 113.4% | 398.8106 | 64 | 102.8% | 398.8106 | 48 | 80.74% | 524.7507 | 44 | 59.84% | 419.8006 | 60 | 86.95% | 398.8106 | 59 | 91.27% | 503.7607 | 59 | 72.06% | Unique for Instrument | Propose to cover by OT; Current 6th tester in migration to new tester
| Alliance | 186269506 | e2695 Separations Module w/o H/C | Final test | Final test | 20 | 5.717 | 75% | 1 | 8 | 160 | 20.99 | 545.7408 | 515 |  | 398.8106 | 346 |  | 398.8106 | 274 |  | 524.7507 | 270 |  | 419.8006 | 305 |  | 398.8106 | 305 |  | 503.7607 | 304
Solvent Mgrs | SM | 186015001 | Actuator Decay Tester | TE82800 | TE82800 | 2 | 0.23 | 85% | 1 | 8 | 16 | 59.1304 | 1537.3913 | 0 | 11.71% | 1123.4783 | 0 | 25.63% | 1123.4783 | 0 | 13.35% | 1478.2609 | 0 | 10.82% | 1182.6087 | 0 | 15.31% | 1123.4783 | 0 | 16.11% | 1419.1304 | 0 | 12.68% | Unique for Instrument
| SM | 186015018 | Actuator Decay Tester | TE82800 | TE82800 | 2 | 0.23 | 85% | 1 | 8 | 16 | 59.1304 | 1537.3913 | 0 |  | 1123.4783 | 0 |  | 1123.4783 | 0 |  | 1478.2609 | 0 |  | 1182.6087 | 0 |  | 1123.4783 | 0 |  | 1419.1304 | 0
| SM | 186015080 | Actuator Decay Tester | TE82800 | TE82800 | 2 | 0.23 | 85% | 1 | 8 | 16 | 59.1304 | 1537.3913 | 180 |  | 1123.4783 | 288 |  | 1123.4783 | 150 |  | 1478.2609 | 160 |  | 1182.6087 | 181 |  | 1123.4783 | 181 |  | 1419.1304 | 180
| SM | 186015001 | HIPOT / Safety Analyzer Test | TE90282 | TE90282 | 1 | 0.11 | 98% | 1 | 8 | 8 | 71.2727 | 1853.0909 | 0 | 9.714% | 1354.1818 | 0 | 21.27% | 1354.1818 | 0 | 11.08% | 1781.8182 | 0 | 8.98% | 1425.4545 | 0 | 12.7% | 1354.1818 | 0 | 13.37% | 1710.5455 | 0 | 10.52% | Unique for Instrument
| SM | 186015018 | HIPOT / Safety Analyzer Test | TE90282 | TE90282 | 1 | 0.11 | 98% | 1 | 8 | 8 | 71.2727 | 1853.0909 | 0 |  | 1354.1818 | 0 |  | 1354.1818 | 0 |  | 1781.8182 | 0 |  | 1425.4545 | 0 |  | 1354.1818 | 0 |  | 1710.5455 | 0
| SM | 186015080 | HIPOT / Safety Analyzer Test | TE90282 | TE90282 | 1 | 0.11 | 98% | 1 | 8 | 8 | 71.2727 | 1853.0909 | 180 |  | 1354.1818 | 288 |  | 1354.1818 | 150 |  | 1781.8182 | 160 |  | 1425.4545 | 181 |  | 1354.1818 | 181 |  | 1710.5455 | 180
| SM | 186015001 | Acquity UPLC Binary Solvent Mgr | TE82943 | TE82943 | 8 | 3 | 80% | 1 | 8 | 64 | 17.0667 | 443.7333 | 0 | 40.56% | 324.2667 | 0 | 88.82% | 324.2667 | 0 | 46.26% | 426.6667 | 0 | 37.5% | 341.3333 | 0 | 53.03% | 324.2667 | 0 | 55.82% | 409.6 | 0 | 43.95% | Unique for Instrument
| SM | 186015018 | Acquity UPLC Binary Solvent Mgr | TE82943 | TE82943 | 8 | 3 | 80% | 1 | 8 | 64 | 17.0667 | 443.7333 | 0 |  | 324.2667 | 0 |  | 324.2667 | 0 |  | 426.6667 | 0 |  | 341.3333 | 0 |  | 324.2667 | 0 |  | 409.6 | 0
| SM | 186015080 | Acquity UPLC Binary Solvent Mgr | TE82943 | TE82943 | 8 | 3 | 80% | 1 | 8 | 64 | 17.0667 | 443.7333 | 180 |  | 324.2667 | 288 |  | 324.2667 | 150 |  | 426.6667 | 160 |  | 341.3333 | 181 |  | 324.2667 | 181 |  | 409.6 | 180
Detectors - Clean Room TUV | Detector | 186002487 | Preparation for main assy Preamp /LC/LH/FW/GB |  |  | 1 | 0.28 | 95% | 2 | 7.25 | 14.5 | 49.1964 | 1279.1071 | 95 | 62.78% | 934.7321 | 131 | 76.6% | 934.7321 | 96 | 56.91% | 1229.9107 | 96 | 41.79% | 983.9286 | 28 | 54.48% | 934.7321 | 28 | 56.91% | 1180.7143 | 28 | 45.06% | Common with Spares
| Detector | 186248900 | Preparation for main assy Preamp /LC/LH/FW/GB |  |  | 1 | 0.28 | 95% | 2 | 7.25 | 14.5 | 49.1964 | 1279.1071 | 575 |  | 934.7321 | 364 |  | 934.7321 | 288 |  | 1229.9107 | 288 |  | 983.9286 | 325 |  | 934.7321 | 324 |  | 1180.7143 | 324
| Detector | 186015031 | Preparation for main assy Preamp /LC/LH/FW/GB |  |  | 1 | 0.28 | 95% | 2 | 7.25 | 14.5 | 49.1964 | 1279.1071 | 104 |  | 934.7321 | 112 |  | 934.7321 | 88 |  | 1229.9107 | 88 |  | 983.9286 | 98 |  | 934.7321 | 98 |  | 1180.7143 | 98
| Detector | 186018006 | Preparation for main assy Preamp /LC/LH/FW/GB |  |  | 1 | 0.28 | 95% | 2 | 7.25 | 14.5 | 49.1964 | 1279.1071 | 8 |  | 934.7321 | 15 |  | 934.7321 | 12 |  | 1229.9107 | 6 |  | 983.9286 | 14 |  | 934.7321 | 13 |  | 1180.7143 | 13
| Detector | 186017002 | Preparation for main assy Preamp /LC/LH/FW/GB |  |  | 1 | 0.28 | 95% | 2 | 7.25 | 14.5 | 49.1964 | 1279.1071 | 0 |  | 934.7321 | 64 |  | 934.7321 | 32 |  | 1229.9107 | 24 |  | 983.9286 | 42 |  | 934.7321 | 42 |  | 1180.7143 | 42
| Detector | 186019007 | Preparation for main assy Preamp /LC/LH/FW/GB |  |  | 1 | 0.28 | 95% | 2 | 7.25 | 14.5 | 49.1964 | 1279.1071 | 0 |  | 934.7321 | 21 |  | 934.7321 | 16 |  | 1229.9107 | 12 |  | 983.9286 | 25 |  | 934.7321 | 24 |  | 1180.7143 | 24
| Detector | 186017012 | Preparation for main assy Preamp /LC/LH/FW/GB |  |  | 1 | 0.28 | 95% | 2 | 7.25 | 14.5 | 49.1964 | 1279.1071 | 16 |  | 934.7321 | 9 |  | 934.7321 | 0 |  | 1229.9107 | 0 |  | 983.9286 | 4 |  | 934.7321 | 3 |  | 1180.7143 | 3
| Spares | 700002554 | Preparation for main assy Preamp /LC/LH/FW/GB |  |  | 1 | 0.28 | 95% | 2 | 7.25 | 14.5 | 49.1964 | 1279.1071 | 0 |  | 934.7321 | 0 |  | 934.7321 | 0 |  | 1229.9107 | 0 |  | 983.9286 | 0 |  | 934.7321 | 0 |  | 1180.7143 | 0
| Spares | 700002880 | Preparation for main assy Preamp /LC/LH/FW/GB |  |  | 1 | 0.28 | 95% | 2 | 7.25 | 14.5 | 49.1964 | 1279.1071 | 0 |  | 934.7321 | 0 |  | 934.7321 | 0 |  | 1229.9107 | 0 |  | 983.9286 | 0 |  | 934.7321 | 0 |  | 1180.7143 | 0
| Spares | 700005245 | Preparation for main assy Preamp /LC/LH/FW/GB |  |  | 1 | 0.28 | 95% | 2 | 7.25 | 14.5 | 49.1964 | 1279.1071 | 2 |  | 934.7321 | 0 |  | 934.7321 | 0 |  | 1229.9107 | 0 |  | 983.9286 | 0 |  | 934.7321 | 0 |  | 1180.7143 | 0
| Spares | 700003550 | Preparation for main assy Preamp /LC/LH/FW/GB |  |  | 1 | 0.28 | 95% | 2 | 7.25 | 14.5 | 49.1964 | 1279.1071 | 2 |  | 934.7321 | 0 |  | 934.7321 | 0 |  | 1229.9107 | 0 |  | 983.9286 | 0 |  | 934.7321 | 0 |  | 1180.7143 | 0
| Spares | 700010507 | Preparation for main assy Preamp /LC/LH/FW/GB |  |  | 1 | 0.28 | 95% | 2 | 7.25 | 14.5 | 49.1964 | 1279.1071 | 1 |  | 934.7321 | 0 |  | 934.7321 | 0 |  | 1229.9107 | 0 |  | 983.9286 | 0 |  | 934.7321 | 0 |  | 1180.7143 | 0
| Spares | WAS081147 | Preparation for main assy Preamp /LC/LH/FW/GB |  |  | 1 | 0.28 | 95% | 2 | 7.25 | 14.5 | 49.1964 | 1279.1071 | 0 |  | 934.7321 | 0 |  | 934.7321 | 0 |  | 1229.9107 | 0 |  | 983.9286 | 0 |  | 934.7321 | 0 |  | 1180.7143 | 0
| Detector | 186002487 | BS / WH / PD |  |  | 1 | 0.31 | 95% | 2 | 7.25 | 14.5 | 44.4355 | 1155.3226 | 95 | 69.5% | 844.2742 | 131 | 84.81% | 844.2742 | 96 | 63.01% | 1110.8871 | 96 | 46.27% | 888.7097 | 28 | 60.31% | 844.2742 | 28 | 63.01% | 1066.4516 | 28 | 49.89% | Common with Spares
| Detector | 186248900 | BS / WH / PD |  |  | 1 | 0.31 | 95% | 2 | 7.25 | 14.5 | 44.4355 | 1155.3226 | 575 |  | 844.2742 | 364 |  | 844.2742 | 288 |  | 1110.8871 | 288 |  | 888.7097 | 325 |  | 844.2742 | 324 |  | 1066.4516 | 324
| Detector | 186015031 | BS / WH / PD |  |  | 1 | 0.31 | 95% | 2 | 7.25 | 14.5 | 44.4355 | 1155.3226 | 104 |  | 844.2742 | 112 |  | 844.2742 | 88 |  | 1110.8871 | 88 |  | 888.7097 | 98 |  | 844.2742 | 98 |  | 1066.4516 | 98
| Detector | 186018006 | BS / WH / PD |  |  | 1 | 0.31 | 95% | 2 | 7.25 | 14.5 | 44.4355 | 1155.3226 | 8 |  | 844.2742 | 15 |  | 844.2742 | 12 |  | 1110.8871 | 6 |  | 888.7097 | 14 |  | 844.2742 | 13 |  | 1066.4516 | 13
| Detector | 186017002 | BS / WH / PD |  |  | 1 | 0.31 | 95% | 2 | 7.25 | 14.5 | 44.4355 | 1155.3226 | 0 |  | 844.2742 | 64 |  | 844.2742 | 32 |  | 1110.8871 | 24 |  | 888.7097 | 42 |  | 844.2742 | 42 |  | 1066.4516 | 42
| Detector | 186019007 | BS / WH / PD |  |  | 1 | 0.31 | 95% | 2 | 7.25 | 14.5 | 44.4355 | 1155.3226 | 0 |  | 844.2742 | 21 |  | 844.2742 | 16 |  | 1110.8871 | 12 |  | 888.7097 | 25 |  | 844.2742 | 24 |  | 1066.4516 | 24
| Detector | 186017012 | BS / WH / PD |  |  | 1 | 0.31 | 95% | 2 | 7.25 | 14.5 | 44.4355 | 1155.3226 | 16 |  | 844.2742 | 9 |  | 844.2742 | 0 |  | 1110.8871 | 0 |  | 888.7097 | 4 |  | 844.2742 | 3 |  | 1066.4516 | 3
| Spares | 700002554 | BS / WH / PD |  |  | 1 | 0.31 | 95% | 2 | 7.25 | 14.5 | 44.4355 | 1155.3226 | 0 |  | 844.2742 | 0 |  | 844.2742 | 0 |  | 1110.8871 | 0 |  | 888.7097 | 0 |  | 844.2742 | 0 |  | 1066.4516 | 0
| Spares | 700002880 | BS / WH / PD |  |  | 1 | 0.31 | 95% | 2 | 7.25 | 14.5 | 44.4355 | 1155.3226 | 0 |  | 844.2742 | 0 |  | 844.2742 | 0 |  | 1110.8871 | 0 |  | 888.7097 | 0 |  | 844.2742 | 0 |  | 1066.4516 | 0
| Spares | 700005245 | BS / WH / PD |  |  | 1 | 0.31 | 95% | 2 | 7.25 | 14.5 | 44.4355 | 1155.3226 | 2 |  | 844.2742 | 0 |  | 844.2742 | 0 |  | 1110.8871 | 0 |  | 888.7097 | 0 |  | 844.2742 | 0 |  | 1066.4516 | 0
| Spares | 700003550 | BS / WH / PD |  |  | 1 | 0.31 | 95% | 2 | 7.25 | 14.5 | 44.4355 | 1155.3226 | 2 |  | 844.2742 | 0 |  | 844.2742 | 0 |  | 1110.8871 | 0 |  | 888.7097 | 0 |  | 844.2742 | 0 |  | 1066.4516 | 0
| Spares | 700010507 | BS / WH / PD |  |  | 1 | 0.31 | 95% | 2 | 7.25 | 14.5 | 44.4355 | 1155.3226 | 1 |  | 844.2742 | 0 |  | 844.2742 | 0 |  | 1110.8871 | 0 |  | 888.7097 | 0 |  | 844.2742 | 0 |  | 1066.4516 | 0
| Spares | WAS081147 | BS / WH / PD |  |  | 1 | 0.31 | 95% | 2 | 7.25 | 14.5 | 44.4355 | 1155.3226 | 0 |  | 844.2742 | 0 |  | 844.2742 | 0 |  | 1110.8871 | 0 |  | 888.7097 | 0 |  | 844.2742 | 0 |  | 1066.4516 | 0
| Detector | 186002487 | Grating Drive |  |  | 1 | 0.33 | 95% | 2 | 7.25 | 14.5 | 41.7424 | 1085.303 | 95 | 73.99% | 793.1061 | 131 | 90.28% | 793.1061 | 96 | 67.08% | 1043.5606 | 96 | 49.25% | 834.8485 | 28 | 64.2% | 793.1061 | 28 | 67.08% | 1001.8182 | 28 | 53.1% | Common with Spares
| Detector | 186248900 | Grating Drive |  |  | 1 | 0.33 | 95% | 2 | 7.25 | 14.5 | 41.7424 | 1085.303 | 575 |  | 793.1061 | 364 |  | 793.1061 | 288 |  | 1043.5606 | 288 |  | 834.8485 | 325 |  | 793.1061 | 324 |  | 1001.8182 | 324
| Detector | 186015031 | Grating Drive |  |  | 1 | 0.33 | 95% | 2 | 7.25 | 14.5 | 41.7424 | 1085.303 | 104 |  | 793.1061 | 112 |  | 793.1061 | 88 |  | 1043.5606 | 88 |  | 834.8485 | 98 |  | 793.1061 | 98 |  | 1001.8182 | 98
| Detector | 186018006 | Grating Drive |  |  | 1 | 0.33 | 95% | 2 | 7.25 | 14.5 | 41.7424 | 1085.303 | 8 |  | 793.1061 | 15 |  | 793.1061 | 12 |  | 1043.5606 | 6 |  | 834.8485 | 14 |  | 793.1061 | 13 |  | 1001.8182 | 13
| Detector | 186017002 | Grating Drive |  |  | 1 | 0.33 | 95% | 2 | 7.25 | 14.5 | 41.7424 | 1085.303 | 0 |  | 793.1061 | 64 |  | 793.1061 | 32 |  | 1043.5606 | 24 |  | 834.8485 | 42 |  | 793.1061 | 42 |  | 1001.8182 | 42
| Detector | 186019007 | Grating Drive |  |  | 1 | 0.33 | 95% | 2 | 7.25 | 14.5 | 41.7424 | 1085.303 | 0 |  | 793.1061 | 21 |  | 793.1061 | 16 |  | 1043.5606 | 12 |  | 834.8485 | 25 |  | 793.1061 | 24 |  | 1001.8182 | 24
| Detector | 186017012 | Grating Drive |  |  | 1 | 0.33 | 95% | 2 | 7.25 | 14.5 | 41.7424 | 1085.303 | 16 |  | 793.1061 | 9 |  | 793.1061 | 0 |  | 1043.5606 | 0 |  | 834.8485 | 4 |  | 793.1061 | 3 |  | 1001.8182 | 3
| Spares | 700002554 | Grating Drive |  |  | 1 | 0.33 | 95% | 2 | 7.25 | 14.5 | 41.7424 | 1085.303 | 0 |  | 793.1061 | 0 |  | 793.1061 | 0 |  | 1043.5606 | 0 |  | 834.8485 | 0 |  | 793.1061 | 0 |  | 1001.8182 | 0
| Spares | 700002880 | Grating Drive |  |  | 1 | 0.33 | 95% | 2 | 7.25 | 14.5 | 41.7424 | 1085.303 | 0 |  | 793.1061 | 0 |  | 793.1061 | 0 |  | 1043.5606 | 0 |  | 834.8485 | 0 |  | 793.1061 | 0 |  | 1001.8182 | 0
| Spares | 700005245 | Grating Drive |  |  | 1 | 0.33 | 95% | 2 | 7.25 | 14.5 | 41.7424 | 1085.303 | 2 |  | 793.1061 | 0 |  | 793.1061 | 0 |  | 1043.5606 | 0 |  | 834.8485 | 0 |  | 793.1061 | 0 |  | 1001.8182 | 0
| Spares | 700003550 | Grating Drive |  |  | 1 | 0.33 | 95% | 2 | 7.25 | 14.5 | 41.7424 | 1085.303 | 2 |  | 793.1061 | 0 |  | 793.1061 | 0 |  | 1043.5606 | 0 |  | 834.8485 | 0 |  | 793.1061 | 0 |  | 1001.8182 | 0
| Spares | 700010507 | Grating Drive |  |  | 1 | 0.33 | 95% | 2 | 7.25 | 14.5 | 41.7424 | 1085.303 | 1 |  | 793.1061 | 0 |  | 793.1061 | 0 |  | 1043.5606 | 0 |  | 834.8485 | 0 |  | 793.1061 | 0 |  | 1001.8182 | 0
| Spares | WAS081147 | Grating Drive |  |  | 1 | 0.33 | 95% | 2 | 7.25 | 14.5 | 41.7424 | 1085.303 | 0 |  | 793.1061 | 0 |  | 793.1061 | 0 |  | 1043.5606 | 0 |  | 834.8485 | 0 |  | 793.1061 | 0 |  | 1001.8182 | 0
| Detector | 186002487 | 2489/TUV Bench 1 and 2 |  |  | 2 | 0.62 | 95% | 2 | 7.25 | 29 | 44.4355 | 1155.3226 | 95 | 69.5% | 844.2742 | 131 | 84.81% | 844.2742 | 96 | 63.01% | 1110.8871 | 96 | 46.27% | 888.7097 | 28 | 60.31% | 844.2742 | 28 | 63.01% | 1066.4516 | 28 | 49.89% | Common with Spares
| Detector | 186248900 | 2489/TUV Bench 1 and 2 |  |  | 2 | 0.62 | 95% | 2 | 7.25 | 29 | 44.4355 | 1155.3226 | 575 |  | 844.2742 | 364 |  | 844.2742 | 288 |  | 1110.8871 | 288 |  | 888.7097 | 325 |  | 844.2742 | 324 |  | 1066.4516 | 324
| Detector | 186015031 | 2489/TUV Bench 1 and 2 |  |  | 2 | 0.62 | 95% | 2 | 7.25 | 29 | 44.4355 | 1155.3226 | 104 |  | 844.2742 | 112 |  | 844.2742 | 88 |  | 1110.8871 | 88 |  | 888.7097 | 98 |  | 844.2742 | 98 |  | 1066.4516 | 98
| Detector | 186018006 | 2489/TUV Bench 1 and 2 |  |  | 2 | 0.62 | 95% | 2 | 7.25 | 29 | 44.4355 | 1155.3226 | 8 |  | 844.2742 | 15 |  | 844.2742 | 12 |  | 1110.8871 | 6 |  | 888.7097 | 14 |  | 844.2742 | 13 |  | 1066.4516 | 13
| Detector | 186017002 | 2489/TUV Bench 1 and 2 |  |  | 2 | 0.62 | 95% | 2 | 7.25 | 29 | 44.4355 | 1155.3226 | 0 |  | 844.2742 | 64 |  | 844.2742 | 32 |  | 1110.8871 | 24 |  | 888.7097 | 42 |  | 844.2742 | 42 |  | 1066.4516 | 42
| Detector | 186019007 | 2489/TUV Bench 1 and 2 |  |  | 2 | 0.62 | 95% | 2 | 7.25 | 29 | 44.4355 | 1155.3226 | 0 |  | 844.2742 | 21 |  | 844.2742 | 16 |  | 1110.8871 | 12 |  | 888.7097 | 25 |  | 844.2742 | 24 |  | 1066.4516 | 24
| Detector | 186017012 | 2489/TUV Bench 1 and 2 |  |  | 2 | 0.62 | 95% | 2 | 7.25 | 29 | 44.4355 | 1155.3226 | 16 |  | 844.2742 | 9 |  | 844.2742 | 0 |  | 1110.8871 | 0 |  | 888.7097 | 4 |  | 844.2742 | 3 |  | 1066.4516 | 3
| Spares | 700002554 | 2489/TUV Bench 1 and 2 |  |  | 2 | 0.62 | 95% | 2 | 7.25 | 29 | 44.4355 | 1155.3226 | 0 |  | 844.2742 | 0 |  | 844.2742 | 0 |  | 1110.8871 | 0 |  | 888.7097 | 0 |  | 844.2742 | 0 |  | 1066.4516 | 0
| Spares | 700002880 | 2489/TUV Bench 1 and 2 |  |  | 2 | 0.62 | 95% | 2 | 7.25 | 29 | 44.4355 | 1155.3226 | 0 |  | 844.2742 | 0 |  | 844.2742 | 0 |  | 1110.8871 | 0 |  | 888.7097 | 0 |  | 844.2742 | 0 |  | 1066.4516 | 0
| Spares | 700005245 | 2489/TUV Bench 1 and 2 |  |  | 2 | 0.62 | 95% | 2 | 7.25 | 29 | 44.4355 | 1155.3226 | 2 |  | 844.2742 | 0 |  | 844.2742 | 0 |  | 1110.8871 | 0 |  | 888.7097 | 0 |  | 844.2742 | 0 |  | 1066.4516 | 0
| Spares | 700003550 | 2489/TUV Bench 1 and 2 |  |  | 2 | 0.62 | 95% | 2 | 7.25 | 29 | 44.4355 | 1155.3226 | 2 |  | 844.2742 | 0 |  | 844.2742 | 0 |  | 1110.8871 | 0 |  | 888.7097 | 0 |  | 844.2742 | 0 |  | 1066.4516 | 0
| Spares | 700010507 | 2489/TUV Bench 1 and 2 |  |  | 2 | 0.62 | 95% | 2 | 7.25 | 29 | 44.4355 | 1155.3226 | 1 |  | 844.2742 | 0 |  | 844.2742 | 0 |  | 1110.8871 | 0 |  | 888.7097 | 0 |  | 844.2742 | 0 |  | 1066.4516 | 0
| Spares | WAS081147 | 2489/TUV Bench 1 and 2 |  |  | 2 | 0.62 | 95% | 2 | 7.25 | 29 | 44.4355 | 1155.3226 | 0 |  | 844.2742 | 0 |  | 844.2742 | 0 |  | 1110.8871 | 0 |  | 888.7097 | 0 |  | 844.2742 | 0 |  | 1066.4516 | 0
| Detector | 186002487 | Flow Cell |  |  | 1 | 0.36 | 95% | 2 | 7.25 | 14.5 | 38.2639 | 994.8611 | 95 | 70.16% | 727.0139 | 131 | 79.78% | 727.0139 | 96 | 59.42% | 956.5972 | 96 | 43.91% | 765.2778 | 28 | 54.88% | 727.0139 | 28 | 57.5% | 918.3333 | 28 | 45.52% | Common with Spares
| Detector | 186248900 | Flow Cell |  |  | 1 | 0.36 | 95% | 2 | 7.25 | 14.5 | 38.2639 | 994.8611 | 575 |  | 727.0139 | 364 |  | 727.0139 | 288 |  | 956.5972 | 288 |  | 765.2778 | 325 |  | 727.0139 | 324 |  | 918.3333 | 324
| Detector | 186017002 | Flow Cell |  |  | 1 | 0.36 | 95% | 2 | 7.25 | 14.5 | 38.2639 | 994.8611 | 0 |  | 727.0139 | 64 |  | 727.0139 | 32 |  | 956.5972 | 24 |  | 765.2778 | 42 |  | 727.0139 | 42 |  | 918.3333 | 42
| Detector | 186019007 | Flow Cell |  |  | 1 | 0.36 | 95% | 2 | 7.25 | 14.5 | 38.2639 | 994.8611 | 0 |  | 727.0139 | 21 |  | 727.0139 | 16 |  | 956.5972 | 12 |  | 765.2778 | 25 |  | 727.0139 | 24 |  | 918.3333 | 24
| Spares | 700003550 | Flow Cell |  |  | 1 | 0.36 | 95% | 2 | 7.25 | 14.5 | 38.2639 | 994.8611 | 2 |  | 727.0139 | 0 |  | 727.0139 | 0 |  | 956.5972 | 0 |  | 765.2778 | 0 |  | 727.0139 | 0 |  | 918.3333 | 0
| Spares | 700010507 | Flow Cell |  |  | 1 | 0.36 | 95% | 2 | 7.25 | 14.5 | 38.2639 | 994.8611 | 1 |  | 727.0139 | 0 |  | 727.0139 | 0 |  | 956.5972 | 0 |  | 765.2778 | 0 |  | 727.0139 | 0 |  | 918.3333 | 0
| Spares | WAS081147 | Flow Cell |  |  | 1 | 0.36 | 95% | 2 | 7.25 | 14.5 | 38.2639 | 994.8611 | 0 |  | 727.0139 | 0 |  | 727.0139 | 0 |  | 956.5972 | 0 |  | 765.2778 | 0 |  | 727.0139 | 0 |  | 918.3333 | 0
| Spares | 205001027 | Flow Cell |  |  | 1 | 0.36 | 95% | 2 | 7.25 | 14.5 | 38.2639 | 994.8611 | 20 |  | 727.0139 | 0 |  | 727.0139 | 0 |  | 956.5972 | 0 |  | 765.2778 | 0 |  | 727.0139 | 0 |  | 918.3333 | 0
| Spares | WAT-S-WAT081158 | Flow Cell |  |  | 1 | 0.36 | 95% | 2 | 7.25 | 14.5 | 38.2639 | 994.8611 | 5 |  | 727.0139 | 0 |  | 727.0139 | 0 |  | 956.5972 | 0 |  | 765.2778 | 0 |  | 727.0139 | 0 |  | 918.3333 | 0
| Spares | WAT-S-WAT081159 | Flow Cell |  |  | 1 | 0.36 | 95% | 2 | 7.25 | 14.5 | 38.2639 | 994.8611 | 0 |  | 727.0139 | 0 |  | 727.0139 | 0 |  | 956.5972 | 0 |  | 765.2778 | 0 |  | 727.0139 | 0 |  | 918.3333 | 0
Detectors - Clean Room PDA | Detector | 186002998 | 2998/PDA eLAMBDA PDA Assy |  |  | 1 | 0.33 | 95% | 2 | 7.25 | 14.5 | 41.7424 | 1085.303 | 38 | 82% | 793.1061 | 26 | 76.03% | 793.1061 | 16 | 56.49% | 1043.5606 | 16 | 41.78% | 834.8485 | 22 | 62.17% | 793.1061 | 22 | 65.31% | 1001.8182 | 22 | 51.41% | Common with Spares
| Detector | 186299800 | 2998/PDA eLAMBDA PDA Assy |  |  | 1 | 0.33 | 95% | 2 | 7.25 | 14.5 | 41.7424 | 1085.303 | 438 |  | 793.1061 | 232 |  | 793.1061 | 184 |  | 1043.5606 | 184 |  | 834.8485 | 202 |  | 793.1061 | 202 |  | 1001.8182 | 202
| Detector | 186015032 | 2998/PDA eLAMBDA PDA Assy |  |  | 1 | 0.33 | 95% | 2 | 7.25 | 14.5 | 41.7424 | 1085.303 | 146 |  | 793.1061 | 112 |  | 793.1061 | 88 |  | 1043.5606 | 72 |  | 834.8485 | 95 |  | 793.1061 | 95 |  | 1001.8182 | 95
| Detector | 186015033 | 2998/PDA eLAMBDA PDA Assy |  |  | 1 | 0.33 | 95% | 2 | 7.25 | 14.5 | 41.7424 | 1085.303 | 212 |  | 793.1061 | 116 |  | 793.1061 | 88 |  | 1043.5606 | 96 |  | 834.8485 | 94 |  | 793.1061 | 94 |  | 1001.8182 | 93
| Detector | 186018007 | 2998/PDA eLAMBDA PDA Assy |  |  | 1 | 0.33 | 95% | 2 | 7.25 | 14.5 | 41.7424 | 1085.303 | 34 |  | 793.1061 | 32 |  | 793.1061 | 24 |  | 1043.5606 | 24 |  | 834.8485 | 28 |  | 793.1061 | 28 |  | 1001.8182 | 28
| Detector | 186015034 | 2998/PDA eLAMBDA PDA Assy |  |  | 1 | 0.33 | 95% | 2 | 7.25 | 14.5 | 41.7424 | 1085.303 | 6 |  | 793.1061 | 20 |  | 793.1061 | 0 |  | 1043.5606 | 0 |  | 834.8485 | 8 |  | 793.1061 | 8 |  | 1001.8182 | 7
| Detector | 186015053 | 2998/PDA eLAMBDA PDA Assy |  |  | 1 | 0.33 | 95% | 2 | 7.25 | 14.5 | 41.7424 | 1085.303 | 0 |  | 793.1061 | 5 |  | 793.1061 | 0 |  | 1043.5606 | 0 |  | 834.8485 | 4 |  | 793.1061 | 4 |  | 1001.8182 | 4
| Detector | 186017003 | 2998/PDA eLAMBDA PDA Assy |  |  | 1 | 0.33 | 95% | 2 | 7.25 | 14.5 | 41.7424 | 1085.303 | 8 |  | 793.1061 | 40 |  | 793.1061 | 32 |  | 1043.5606 | 28 |  | 834.8485 | 40 |  | 793.1061 | 40 |  | 1001.8182 | 39
| Detector | 186019008 | 2998/PDA eLAMBDA PDA Assy |  |  | 1 | 0.33 | 95% | 2 | 7.25 | 14.5 | 41.7424 | 1085.303 | 0 |  | 793.1061 | 17 |  | 793.1061 | 16 |  | 1043.5606 | 16 |  | 834.8485 | 25 |  | 793.1061 | 24 |  | 1001.8182 | 24
| Detector | 186017013 | 2998/PDA eLAMBDA PDA Assy |  |  | 1 | 0.33 | 95% | 2 | 7.25 | 14.5 | 41.7424 | 1085.303 | 7 |  | 793.1061 | 3 |  | 793.1061 | 0 |  | 1043.5606 | 0 |  | 834.8485 | 1 |  | 793.1061 | 1 |  | 1001.8182 | 1
| Spares | 700005427 | 2998/PDA eLAMBDA PDA Assy |  |  | 1 | 0.33 | 95% | 2 | 7.25 | 14.5 | 41.7424 | 1085.303 | 1 |  | 793.1061 | 0 |  | 793.1061 | 0 |  | 1043.5606 | 0 |  | 834.8485 | 0 |  | 793.1061 | 0 |  | 1001.8182 | 0
| Spares | 700011650 | 2998/PDA eLAMBDA PDA Assy |  |  | 1 | 0.33 | 95% | 2 | 7.25 | 14.5 | 41.7424 | 1085.303 | 0 |  | 793.1061 | 0 |  | 793.1061 | 0 |  | 1043.5606 | 0 |  | 834.8485 | 0 |  | 793.1061 | 0 |  | 1001.8182 | 0
| Spares | 700011652 | 2998/PDA eLAMBDA PDA Assy |  |  | 1 | 0.33 | 95% | 2 | 7.25 | 14.5 | 41.7424 | 1085.303 | 0 |  | 793.1061 | 0 |  | 793.1061 | 0 |  | 1043.5606 | 0 |  | 834.8485 | 0 |  | 793.1061 | 0 |  | 1001.8182 | 0
| Spares | 700003765 | 2998/PDA eLAMBDA PDA Assy |  |  | 1 | 0.33 | 95% | 2 | 7.25 | 14.5 | 41.7424 | 1085.303 | 0 |  | 793.1061 | 0 |  | 793.1061 | 0 |  | 1043.5606 | 0 |  | 834.8485 | 0 |  | 793.1061 | 0 |  | 1001.8182 | 0
| Spares | 700002787 | 2998/PDA eLAMBDA PDA Assy |  |  | 1 | 0.33 | 95% | 2 | 7.25 | 14.5 | 41.7424 | 1085.303 | 0 |  | 793.1061 | 0 |  | 793.1061 | 0 |  | 1043.5606 | 0 |  | 834.8485 | 0 |  | 793.1061 | 0 |  | 1001.8182 | 0
| Detector | 186002998 | 2998/PDA eLAMBDA APERTURE |  |  | 1 | 0.33 | 95% | 2 | 7.25 | 14.5 | 41.7424 | 1085.303 | 38 | 82% | 793.1061 | 26 | 76.03% | 793.1061 | 16 | 56.49% | 1043.5606 | 16 | 41.78% | 834.8485 | 22 | 62.17% | 793.1061 | 22 | 65.31% | 1001.8182 | 22 | 51.41% | Common with Spares
| Detector | 186299800 | 2998/PDA eLAMBDA APERTURE |  |  | 1 | 0.33 | 95% | 2 | 7.25 | 14.5 | 41.7424 | 1085.303 | 438 |  | 793.1061 | 232 |  | 793.1061 | 184 |  | 1043.5606 | 184 |  | 834.8485 | 202 |  | 793.1061 | 202 |  | 1001.8182 | 202
| Detector | 186015032 | 2998/PDA eLAMBDA APERTURE |  |  | 1 | 0.33 | 95% | 2 | 7.25 | 14.5 | 41.7424 | 1085.303 | 146 |  | 793.1061 | 112 |  | 793.1061 | 88 |  | 1043.5606 | 72 |  | 834.8485 | 95 |  | 793.1061 | 95 |  | 1001.8182 | 95
| Detector | 186015033 | 2998/PDA eLAMBDA APERTURE |  |  | 1 | 0.33 | 95% | 2 | 7.25 | 14.5 | 41.7424 | 1085.303 | 212 |  | 793.1061 | 116 |  | 793.1061 | 88 |  | 1043.5606 | 96 |  | 834.8485 | 94 |  | 793.1061 | 94 |  | 1001.8182 | 93
| Detector | 186018007 | 2998/PDA eLAMBDA APERTURE |  |  | 1 | 0.33 | 95% | 2 | 7.25 | 14.5 | 41.7424 | 1085.303 | 34 |  | 793.1061 | 32 |  | 793.1061 | 24 |  | 1043.5606 | 24 |  | 834.8485 | 28 |  | 793.1061 | 28 |  | 1001.8182 | 28
| Detector | 186015034 | 2998/PDA eLAMBDA APERTURE |  |  | 1 | 0.33 | 95% | 2 | 7.25 | 14.5 | 41.7424 | 1085.303 | 6 |  | 793.1061 | 20 |  | 793.1061 | 0 |  | 1043.5606 | 0 |  | 834.8485 | 8 |  | 793.1061 | 8 |  | 1001.8182 | 7
| Detector | 186015053 | 2998/PDA eLAMBDA APERTURE |  |  | 1 | 0.33 | 95% | 2 | 7.25 | 14.5 | 41.7424 | 1085.303 | 0 |  | 793.1061 | 5 |  | 793.1061 | 0 |  | 1043.5606 | 0 |  | 834.8485 | 4 |  | 793.1061 | 4 |  | 1001.8182 | 4
| Detector | 186017003 | 2998/PDA eLAMBDA APERTURE |  |  | 1 | 0.33 | 95% | 2 | 7.25 | 14.5 | 41.7424 | 1085.303 | 8 |  | 793.1061 | 40 |  | 793.1061 | 32 |  | 1043.5606 | 28 |  | 834.8485 | 40 |  | 793.1061 | 40 |  | 1001.8182 | 39
| Detector | 186019008 | 2998/PDA eLAMBDA APERTURE |  |  | 1 | 0.33 | 95% | 2 | 7.25 | 14.5 | 41.7424 | 1085.303 | 0 |  | 793.1061 | 17 |  | 793.1061 | 16 |  | 1043.5606 | 16 |  | 834.8485 | 25 |  | 793.1061 | 24 |  | 1001.8182 | 24
| Detector | 186017013 | 2998/PDA eLAMBDA APERTURE |  |  | 1 | 0.33 | 95% | 2 | 7.25 | 14.5 | 41.7424 | 1085.303 | 7 |  | 793.1061 | 3 |  | 793.1061 | 0 |  | 1043.5606 | 0 |  | 834.8485 | 1 |  | 793.1061 | 1 |  | 1001.8182 | 1
| Spares | 700005427 | 2998/PDA eLAMBDA APERTURE |  |  | 1 | 0.33 | 95% | 2 | 7.25 | 14.5 | 41.7424 | 1085.303 | 1 |  | 793.1061 | 0 |  | 793.1061 | 0 |  | 1043.5606 | 0 |  | 834.8485 | 0 |  | 793.1061 | 0 |  | 1001.8182 | 0
| Spares | 700011650 | 2998/PDA eLAMBDA APERTURE |  |  | 1 | 0.33 | 95% | 2 | 7.25 | 14.5 | 41.7424 | 1085.303 | 0 |  | 793.1061 | 0 |  | 793.1061 | 0 |  | 1043.5606 | 0 |  | 834.8485 | 0 |  | 793.1061 | 0 |  | 1001.8182 | 0
| Spares | 700011652 | 2998/PDA eLAMBDA APERTURE |  |  | 1 | 0.33 | 95% | 2 | 7.25 | 14.5 | 41.7424 | 1085.303 | 0 |  | 793.1061 | 0 |  | 793.1061 | 0 |  | 1043.5606 | 0 |  | 834.8485 | 0 |  | 793.1061 | 0 |  | 1001.8182 | 0
| Spares | 700003765 | 2998/PDA eLAMBDA APERTURE |  |  | 1 | 0.33 | 95% | 2 | 7.25 | 14.5 | 41.7424 | 1085.303 | 0 |  | 793.1061 | 0 |  | 793.1061 | 0 |  | 1043.5606 | 0 |  | 834.8485 | 0 |  | 793.1061 | 0 |  | 1001.8182 | 0
| Spares | 700002787 | 2998/PDA eLAMBDA APERTURE |  |  | 1 | 0.33 | 95% | 2 | 7.25 | 14.5 | 41.7424 | 1085.303 | 0 |  | 793.1061 | 0 |  | 793.1061 | 0 |  | 1043.5606 | 0 |  | 834.8485 | 0 |  | 793.1061 | 0 |  | 1001.8182 | 0
| Detector | 186002998 | 2998/PDA eLAMBDA FILTER FLAG /B/S/Mirror Assy |  |  | 1 | 0.38 | 95% | 2 | 7.25 | 14.5 | 36.25 | 942.5 | 38 | 94.43% | 688.75 | 26 | 87.55% | 688.75 | 16 | 65.05% | 906.25 | 16 | 48.11% | 725 | 22 | 71.59% | 688.75 | 22 | 75.21% | 870 | 22 | 59.2% | Common with Spares
| Detector | 186299800 | 2998/PDA eLAMBDA FILTER FLAG /B/S/Mirror Assy |  |  | 1 | 0.38 | 95% | 2 | 7.25 | 14.5 | 36.25 | 942.5 | 438 |  | 688.75 | 232 |  | 688.75 | 184 |  | 906.25 | 184 |  | 725 | 202 |  | 688.75 | 202 |  | 870 | 202
| Detector | 186015032 | 2998/PDA eLAMBDA FILTER FLAG /B/S/Mirror Assy |  |  | 1 | 0.38 | 95% | 2 | 7.25 | 14.5 | 36.25 | 942.5 | 146 |  | 688.75 | 112 |  | 688.75 | 88 |  | 906.25 | 72 |  | 725 | 95 |  | 688.75 | 95 |  | 870 | 95
| Detector | 186015033 | 2998/PDA eLAMBDA FILTER FLAG /B/S/Mirror Assy |  |  | 1 | 0.38 | 95% | 2 | 7.25 | 14.5 | 36.25 | 942.5 | 212 |  | 688.75 | 116 |  | 688.75 | 88 |  | 906.25 | 96 |  | 725 | 94 |  | 688.75 | 94 |  | 870 | 93
| Detector | 186018007 | 2998/PDA eLAMBDA FILTER FLAG /B/S/Mirror Assy |  |  | 1 | 0.38 | 95% | 2 | 7.25 | 14.5 | 36.25 | 942.5 | 34 |  | 688.75 | 32 |  | 688.75 | 24 |  | 906.25 | 24 |  | 725 | 28 |  | 688.75 | 28 |  | 870 | 28
| Detector | 186015034 | 2998/PDA eLAMBDA FILTER FLAG /B/S/Mirror Assy |  |  | 1 | 0.38 | 95% | 2 | 7.25 | 14.5 | 36.25 | 942.5 | 6 |  | 688.75 | 20 |  | 688.75 | 0 |  | 906.25 | 0 |  | 725 | 8 |  | 688.75 | 8 |  | 870 | 7
| Detector | 186015053 | 2998/PDA eLAMBDA FILTER FLAG /B/S/Mirror Assy |  |  | 1 | 0.38 | 95% | 2 | 7.25 | 14.5 | 36.25 | 942.5 | 0 |  | 688.75 | 5 |  | 688.75 | 0 |  | 906.25 | 0 |  | 725 | 4 |  | 688.75 | 4 |  | 870 | 4
| Detector | 186017003 | 2998/PDA eLAMBDA FILTER FLAG /B/S/Mirror Assy |  |  | 1 | 0.38 | 95% | 2 | 7.25 | 14.5 | 36.25 | 942.5 | 8 |  | 688.75 | 40 |  | 688.75 | 32 |  | 906.25 | 28 |  | 725 | 40 |  | 688.75 | 40 |  | 870 | 39
| Detector | 186019008 | 2998/PDA eLAMBDA FILTER FLAG /B/S/Mirror Assy |  |  | 1 | 0.38 | 95% | 2 | 7.25 | 14.5 | 36.25 | 942.5 | 0 |  | 688.75 | 17 |  | 688.75 | 16 |  | 906.25 | 16 |  | 725 | 25 |  | 688.75 | 24 |  | 870 | 24
| Detector | 186017013 | 2998/PDA eLAMBDA FILTER FLAG /B/S/Mirror Assy |  |  | 1 | 0.38 | 95% | 2 | 7.25 | 14.5 | 36.25 | 942.5 | 7 |  | 688.75 | 3 |  | 688.75 | 0 |  | 906.25 | 0 |  | 725 | 1 |  | 688.75 | 1 |  | 870 | 1
| Spares | 700005427 | 2998/PDA eLAMBDA FILTER FLAG /B/S/Mirror Assy |  |  | 1 | 0.38 | 95% | 2 | 7.25 | 14.5 | 36.25 | 942.5 | 1 |  | 688.75 | 0 |  | 688.75 | 0 |  | 906.25 | 0 |  | 725 | 0 |  | 688.75 | 0 |  | 870 | 0
| Spares | 700011650 | 2998/PDA eLAMBDA FILTER FLAG /B/S/Mirror Assy |  |  | 1 | 0.38 | 95% | 2 | 7.25 | 14.5 | 36.25 | 942.5 | 0 |  | 688.75 | 0 |  | 688.75 | 0 |  | 906.25 | 0 |  | 725 | 0 |  | 688.75 | 0 |  | 870 | 0
| Spares | 700011652 | 2998/PDA eLAMBDA FILTER FLAG /B/S/Mirror Assy |  |  | 1 | 0.38 | 95% | 2 | 7.25 | 14.5 | 36.25 | 942.5 | 0 |  | 688.75 | 0 |  | 688.75 | 0 |  | 906.25 | 0 |  | 725 | 0 |  | 688.75 | 0 |  | 870 | 0
| Spares | 700003765 | 2998/PDA eLAMBDA FILTER FLAG /B/S/Mirror Assy |  |  | 1 | 0.38 | 95% | 2 | 7.25 | 14.5 | 36.25 | 942.5 | 0 |  | 688.75 | 0 |  | 688.75 | 0 |  | 906.25 | 0 |  | 725 | 0 |  | 688.75 | 0 |  | 870 | 0
| Spares | 700002787 | 2998/PDA eLAMBDA FILTER FLAG /B/S/Mirror Assy |  |  | 1 | 0.38 | 95% | 2 | 7.25 | 14.5 | 36.25 | 942.5 | 0 |  | 688.75 | 0 |  | 688.75 | 0 |  | 906.25 | 0 |  | 725 | 0 |  | 688.75 | 0 |  | 870 | 0
| Detector | 186002998 | 2998 Optics Bench 1 |  |  | 2 | 0.75 | 95% | 2 | 7.25 | 29 | 36.7333 | 955.0667 | 38 | 52.04% | 697.9333 | 26 | 49.15% | 697.9333 | 16 | 35.53% | 918.3333 | 16 | 26.57% | 734.6667 | 22 | 41.11% | 697.9333 | 22 | 43.13% | 881.6 | 22 | 33.92% | Common with Spares
| Detector | 186299800 | 2998 Optics Bench 1 |  |  | 2 | 0.75 | 95% | 2 | 7.25 | 29 | 36.7333 | 955.0667 | 438 |  | 697.9333 | 232 |  | 697.9333 | 184 |  | 918.3333 | 184 |  | 734.6667 | 202 |  | 697.9333 | 202 |  | 881.6 | 202
| Detector | 186015034 | 2998 Optics Bench 1 |  |  | 2 | 0.75 | 95% | 2 | 7.25 | 29 | 36.7333 | 955.0667 | 6 |  | 697.9333 | 20 |  | 697.9333 | 0 |  | 918.3333 | 0 |  | 734.6667 | 8 |  | 697.9333 | 8 |  | 881.6 | 7
| Detector | 186015053 | 2998 Optics Bench 1 |  |  | 2 | 0.75 | 95% | 2 | 7.25 | 29 | 36.7333 | 955.0667 | 0 |  | 697.9333 | 5 |  | 697.9333 | 0 |  | 918.3333 | 0 |  | 734.6667 | 4 |  | 697.9333 | 4 |  | 881.6 | 4
| Detector | 186017003 | 2998 Optics Bench 1 |  |  | 2 | 0.75 | 95% | 2 | 7.25 | 29 | 36.7333 | 955.0667 | 8 |  | 697.9333 | 40 |  | 697.9333 | 32 |  | 918.3333 | 28 |  | 734.6667 | 40 |  | 697.9333 | 40 |  | 881.6 | 39
| Detector | 186019008 | 2998 Optics Bench 1 |  |  | 2 | 0.75 | 95% | 2 | 7.25 | 29 | 36.7333 | 955.0667 | 0 |  | 697.9333 | 17 |  | 697.9333 | 16 |  | 918.3333 | 16 |  | 734.6667 | 25 |  | 697.9333 | 24 |  | 881.6 | 24
| Detector | 186017013 | 2998 Optics Bench 1 |  |  | 2 | 0.75 | 95% | 2 | 7.25 | 29 | 36.7333 | 955.0667 | 7 |  | 697.9333 | 3 |  | 697.9333 | 0 |  | 918.3333 | 0 |  | 734.6667 | 1 |  | 697.9333 | 1 |  | 881.6 | 1
| Spares | 700003765 | 2998 Optics Bench 1 |  |  | 2 | 0.75 | 95% | 2 | 7.25 | 29 | 36.7333 | 955.0667 | 0 |  | 697.9333 | 0 |  | 697.9333 | 0 |  | 918.3333 | 0 |  | 734.6667 | 0 |  | 697.9333 | 0 |  | 881.6 | 0
| Spares | 700002787 | 2998 Optics Bench 1 |  |  | 2 | 0.75 | 95% | 2 | 7.25 | 29 | 36.7333 | 955.0667 | 0 |  | 697.9333 | 0 |  | 697.9333 | 0 |  | 918.3333 | 0 |  | 734.6667 | 0 |  | 697.9333 | 0 |  | 881.6 | 0
| Detector | 186002998 | 2998 Optics Bench 2 |  |  | 1 | 0.75 | 95% | 2 | 7.25 | 14.5 | 18.3667 | 477.5333 | 38 | 104.1% | 348.9667 | 26 | 98.29% | 348.9667 | 16 | 71.07% | 459.1667 | 16 | 53.14% | 367.3333 | 22 | 82.21% | 348.9667 | 22 | 86.25% | 440.8 | 22 | 67.83% | Common with Spares | Propose to cover by OT
| Detector | 186299800 | 2998 Optics Bench 2 |  |  | 1 | 0.75 | 95% | 2 | 7.25 | 14.5 | 18.3667 | 477.5333 | 438 |  | 348.9667 | 232 |  | 348.9667 | 184 |  | 459.1667 | 184 |  | 367.3333 | 202 |  | 348.9667 | 202 |  | 440.8 | 202
| Detector | 186015034 | 2998 Optics Bench 2 |  |  | 1 | 0.75 | 95% | 2 | 7.25 | 14.5 | 18.3667 | 477.5333 | 6 |  | 348.9667 | 20 |  | 348.9667 | 0 |  | 459.1667 | 0 |  | 367.3333 | 8 |  | 348.9667 | 8 |  | 440.8 | 7
| Detector | 186015053 | 2998 Optics Bench 2 |  |  | 1 | 0.75 | 95% | 2 | 7.25 | 14.5 | 18.3667 | 477.5333 | 0 |  | 348.9667 | 5 |  | 348.9667 | 0 |  | 459.1667 | 0 |  | 367.3333 | 4 |  | 348.9667 | 4 |  | 440.8 | 4
| Detector | 186017003 | 2998 Optics Bench 2 |  |  | 1 | 0.75 | 95% | 2 | 7.25 | 14.5 | 18.3667 | 477.5333 | 8 |  | 348.9667 | 40 |  | 348.9667 | 32 |  | 459.1667 | 28 |  | 367.3333 | 40 |  | 348.9667 | 40 |  | 440.8 | 39
| Detector | 186019008 | 2998 Optics Bench 2 |  |  | 1 | 0.75 | 95% | 2 | 7.25 | 14.5 | 18.3667 | 477.5333 | 0 |  | 348.9667 | 17 |  | 348.9667 | 16 |  | 459.1667 | 16 |  | 367.3333 | 25 |  | 348.9667 | 24 |  | 440.8 | 24
| Detector | 186017013 | 2998 Optics Bench 2 |  |  | 1 | 0.75 | 95% | 2 | 7.25 | 14.5 | 18.3667 | 477.5333 | 7 |  | 348.9667 | 3 |  | 348.9667 | 0 |  | 459.1667 | 0 |  | 367.3333 | 1 |  | 348.9667 | 1 |  | 440.8 | 1
| Spares | 700003765 | 2998 Optics Bench 2 |  |  | 1 | 0.75 | 95% | 2 | 7.25 | 14.5 | 18.3667 | 477.5333 | 0 |  | 348.9667 | 0 |  | 348.9667 | 0 |  | 459.1667 | 0 |  | 367.3333 | 0 |  | 348.9667 | 0 |  | 440.8 | 0
| Spares | 700002787 | 2998 Optics Bench 2 |  |  | 1 | 0.75 | 95% | 2 | 7.25 | 14.5 | 18.3667 | 477.5333 | 0 |  | 348.9667 | 0 |  | 348.9667 | 0 |  | 459.1667 | 0 |  | 367.3333 | 0 |  | 348.9667 | 0 |  | 440.8 | 0
| Detector | 186002998 | 2998 Flow cell |  |  | 1 | 0.75 | 95% | 2 | 7.25 | 14.5 | 18.3667 | 477.5333 | 38 | 112.2% | 348.9667 | 26 | 98.29% | 348.9667 | 16 | 71.07% | 459.1667 | 16 | 53.14% | 367.3333 | 22 | 82.21% | 348.9667 | 22 | 86.25% | 440.8 | 22 | 67.83% | Common with Spares | Propose to cover by OT
| Detector | 186299800 | 2998 Flow cell |  |  | 1 | 0.75 | 95% | 2 | 7.25 | 14.5 | 18.3667 | 477.5333 | 438 |  | 348.9667 | 232 |  | 348.9667 | 184 |  | 459.1667 | 184 |  | 367.3333 | 202 |  | 348.9667 | 202 |  | 440.8 | 202
| Detector | 186015034 | 2998 Flow cell |  |  | 1 | 0.75 | 95% | 2 | 7.25 | 14.5 | 18.3667 | 477.5333 | 6 |  | 348.9667 | 20 |  | 348.9667 | 0 |  | 459.1667 | 0 |  | 367.3333 | 8 |  | 348.9667 | 8 |  | 440.8 | 7
| Detector | 186015053 | 2998 Flow cell |  |  | 1 | 0.75 | 95% | 2 | 7.25 | 14.5 | 18.3667 | 477.5333 | 0 |  | 348.9667 | 5 |  | 348.9667 | 0 |  | 459.1667 | 0 |  | 367.3333 | 4 |  | 348.9667 | 4 |  | 440.8 | 4
| Detector | 186017003 | 2998 Flow cell |  |  | 1 | 0.75 | 95% | 2 | 7.25 | 14.5 | 18.3667 | 477.5333 | 8 |  | 348.9667 | 40 |  | 348.9667 | 32 |  | 459.1667 | 28 |  | 367.3333 | 40 |  | 348.9667 | 40 |  | 440.8 | 39
| Detector | 186019008 | 2998 Flow cell |  |  | 1 | 0.75 | 95% | 2 | 7.25 | 14.5 | 18.3667 | 477.5333 | 0 |  | 348.9667 | 17 |  | 348.9667 | 16 |  | 459.1667 | 16 |  | 367.3333 | 25 |  | 348.9667 | 24 |  | 440.8 | 24
| Detector | 186017013 | 2998 Flow cell |  |  | 1 | 0.75 | 95% | 2 | 7.25 | 14.5 | 18.3667 | 477.5333 | 7 |  | 348.9667 | 3 |  | 348.9667 | 0 |  | 459.1667 | 0 |  | 367.3333 | 1 |  | 348.9667 | 1 |  | 440.8 | 1
| Spares | 700003765 | 2998 Flow cell |  |  | 1 | 0.75 | 95% | 2 | 7.25 | 14.5 | 18.3667 | 477.5333 | 0 |  | 348.9667 | 0 |  | 348.9667 | 0 |  | 459.1667 | 0 |  | 367.3333 | 0 |  | 348.9667 | 0 |  | 440.8 | 0
| Spares | 700002787 | 2998 Flow cell |  |  | 1 | 0.75 | 95% | 2 | 7.25 | 14.5 | 18.3667 | 477.5333 | 0 |  | 348.9667 | 0 |  | 348.9667 | 0 |  | 459.1667 | 0 |  | 367.3333 | 0 |  | 348.9667 | 0 |  | 440.8 | 0
| Spares | 205000399 | 2998 Flow cell |  |  | 1 | 0.75 | 95% | 2 | 7.25 | 14.5 | 18.3667 | 477.5333 | 15 |  | 348.9667 | 0 |  | 348.9667 | 0 |  | 459.1667 | 0 |  | 367.3333 | 0 |  | 348.9667 | 0 |  | 440.8 | 0
| Spares | 205000401 | 2998 Flow cell |  |  | 1 | 0.75 | 95% | 2 | 7.25 | 14.5 | 18.3667 | 477.5333 | 0 |  | 348.9667 | 0 |  | 348.9667 | 0 |  | 459.1667 | 0 |  | 367.3333 | 0 |  | 348.9667 | 0 |  | 440.8 | 0
| Spares | 205000402 | 2998 Flow cell |  |  | 1 | 0.75 | 95% | 2 | 7.25 | 14.5 | 18.3667 | 477.5333 | 5 |  | 348.9667 | 0 |  | 348.9667 | 0 |  | 459.1667 | 0 |  | 367.3333 | 0 |  | 348.9667 | 0 |  | 440.8 | 0
| Spares | 205001023 | 2998 Flow cell |  |  | 1 | 0.75 | 95% | 2 | 7.25 | 14.5 | 18.3667 | 477.5333 | 19 |  | 348.9667 | 0 |  | 348.9667 | 0 |  | 459.1667 | 0 |  | 367.3333 | 0 |  | 348.9667 | 0 |  | 440.8 | 0
| Detector | 186015032 | PDA/Elambda Optics Bench 1 |  |  | 1 | 0.75 | 95% | 2 | 7.25 | 14.5 | 18.3667 | 477.5333 | 146 | 82.3% | 348.9667 | 112 | 74.51% | 348.9667 | 88 | 57.31% | 459.1667 | 72 | 41.81% | 367.3333 | 95 | 59.07% | 348.9667 | 95 | 62.18% | 440.8 | 95 | 49% | Common with Spares
| Detector | 186015033 | PDA/Elambda Optics Bench 1 |  |  | 1 | 0.75 | 95% | 2 | 7.25 | 14.5 | 18.3667 | 477.5333 | 212 |  | 348.9667 | 116 |  | 348.9667 | 88 |  | 459.1667 | 96 |  | 367.3333 | 94 |  | 348.9667 | 94 |  | 440.8 | 93
| Detector | 186018007 | PDA/Elambda Optics Bench 1 |  |  | 1 | 0.75 | 95% | 2 | 7.25 | 14.5 | 18.3667 | 477.5333 | 34 |  | 348.9667 | 32 |  | 348.9667 | 24 |  | 459.1667 | 24 |  | 367.3333 | 28 |  | 348.9667 | 28 |  | 440.8 | 28
| Spares | 700005427 | PDA/Elambda Optics Bench 1 |  |  | 1 | 0.75 | 95% | 2 | 7.25 | 14.5 | 18.3667 | 477.5333 | 1 |  | 348.9667 | 0 |  | 348.9667 | 0 |  | 459.1667 | 0 |  | 367.3333 | 0 |  | 348.9667 | 0 |  | 440.8 | 0
| Spares | 700011650 | PDA/Elambda Optics Bench 1 |  |  | 1 | 0.75 | 95% | 2 | 7.25 | 14.5 | 18.3667 | 477.5333 | 0 |  | 348.9667 | 0 |  | 348.9667 | 0 |  | 459.1667 | 0 |  | 367.3333 | 0 |  | 348.9667 | 0 |  | 440.8 | 0
| Spares | 700011652 | PDA/Elambda Optics Bench 1 |  |  | 1 | 0.75 | 95% | 2 | 7.25 | 14.5 | 18.3667 | 477.5333 | 0 |  | 348.9667 | 0 |  | 348.9667 | 0 |  | 459.1667 | 0 |  | 367.3333 | 0 |  | 348.9667 | 0 |  | 440.8 | 0
| Detector | 186015032 | PDA/Elambda Optics Bench 2 |  |  | 1 | 0.75 | 95% | 2 | 7.25 | 14.5 | 18.3667 | 477.5333 | 146 | 82.3% | 348.9667 | 112 | 74.51% | 348.9667 | 88 | 57.31% | 459.1667 | 72 | 41.81% | 367.3333 | 95 | 59.07% | 348.9667 | 95 | 62.18% | 440.8 | 95 | 49% | Common with Spares
| Detector | 186015033 | PDA/Elambda Optics Bench 2 |  |  | 1 | 0.75 | 95% | 2 | 7.25 | 14.5 | 18.3667 | 477.5333 | 212 |  | 348.9667 | 116 |  | 348.9667 | 88 |  | 459.1667 | 96 |  | 367.3333 | 94 |  | 348.9667 | 94 |  | 440.8 | 93
| Detector | 186018007 | PDA/Elambda Optics Bench 2 |  |  | 1 | 0.75 | 95% | 2 | 7.25 | 14.5 | 18.3667 | 477.5333 | 34 |  | 348.9667 | 32 |  | 348.9667 | 24 |  | 459.1667 | 24 |  | 367.3333 | 28 |  | 348.9667 | 28 |  | 440.8 | 28
| Spares | 700005427 | PDA/Elambda Optics Bench 2 |  |  | 1 | 0.75 | 95% | 2 | 7.25 | 14.5 | 18.3667 | 477.5333 | 1 |  | 348.9667 | 0 |  | 348.9667 | 0 |  | 459.1667 | 0 |  | 367.3333 | 0 |  | 348.9667 | 0 |  | 440.8 | 0
| Spares | 700011650 | PDA/Elambda Optics Bench 2 |  |  | 1 | 0.75 | 95% | 2 | 7.25 | 14.5 | 18.3667 | 477.5333 | 0 |  | 348.9667 | 0 |  | 348.9667 | 0 |  | 459.1667 | 0 |  | 367.3333 | 0 |  | 348.9667 | 0 |  | 440.8 | 0
| Spares | 700011652 | PDA/Elambda Optics Bench 2 |  |  | 1 | 0.75 | 95% | 2 | 7.25 | 14.5 | 18.3667 | 477.5333 | 0 |  | 348.9667 | 0 |  | 348.9667 | 0 |  | 459.1667 | 0 |  | 367.3333 | 0 |  | 348.9667 | 0 |  | 440.8 | 0
Detectors - Main Line | Detector | 186248900 | HIPOT / Safety Analyzer Test | TE95037 | TE95037 | 1 | 0.11 | 98% | 1 | 8 | 8 | 71.2727 | 1853.0909 | 575 | 91.04% | 1354.1818 | 364 | 97.4% | 1354.1818 | 288 | 72.37% | 1781.8182 | 288 | 53.32% | 1425.4545 | 325 | 74.01% | 1354.1818 | 324 | 77.54% | 1710.5455 | 324 | 61.21% | Unique for Instrument
| Detector | 186002487 | HIPOT / Safety Analyzer Test | TE95037 | TE95037 | 1 | 0.11 | 98% | 1 | 8 | 8 | 71.2727 | 1853.0909 | 95 |  | 1354.1818 | 131 |  | 1354.1818 | 96 |  | 1781.8182 | 96 |  | 1425.4545 | 28 |  | 1354.1818 | 28 |  | 1710.5455 | 28
| Detector | 186015031 | HIPOT / Safety Analyzer Test | TE95037 | TE95037 | 1 | 0.11 | 98% | 1 | 8 | 8 | 71.2727 | 1853.0909 | 104 |  | 1354.1818 | 112 |  | 1354.1818 | 88 |  | 1781.8182 | 88 |  | 1425.4545 | 98 |  | 1354.1818 | 98 |  | 1710.5455 | 98
| Detector | 186018006 | HIPOT / Safety Analyzer Test | TE95037 | TE95037 | 1 | 0.11 | 98% | 1 | 8 | 8 | 71.2727 | 1853.0909 | 8 |  | 1354.1818 | 15 |  | 1354.1818 | 12 |  | 1781.8182 | 6 |  | 1425.4545 | 14 |  | 1354.1818 | 13 |  | 1710.5455 | 13
| Detector | 186017002 | HIPOT / Safety Analyzer Test | TE95037 | TE95037 | 1 | 0.11 | 98% | 1 | 8 | 8 | 71.2727 | 1853.0909 | 0 |  | 1354.1818 | 64 |  | 1354.1818 | 32 |  | 1781.8182 | 24 |  | 1425.4545 | 42 |  | 1354.1818 | 42 |  | 1710.5455 | 42
| Detector | 186019007 | HIPOT / Safety Analyzer Test | TE95037 | TE95037 | 1 | 0.11 | 98% | 1 | 8 | 8 | 71.2727 | 1853.0909 | 0 |  | 1354.1818 | 21 |  | 1354.1818 | 16 |  | 1781.8182 | 12 |  | 1425.4545 | 25 |  | 1354.1818 | 24 |  | 1710.5455 | 24
| Detector | 186017012 | HIPOT / Safety Analyzer Test | TE95037 | TE95037 | 1 | 0.11 | 98% | 1 | 8 | 8 | 71.2727 | 1853.0909 | 16 |  | 1354.1818 | 9 |  | 1354.1818 | 0 |  | 1781.8182 | 0 |  | 1425.4545 | 4 |  | 1354.1818 | 3 |  | 1710.5455 | 3
| Detector | 186002998 | HIPOT / Safety Analyzer Test | TE95037 | TE95037 | 1 | 0.11 | 98% | 1 | 8 | 8 | 71.2727 | 1853.0909 | 38 |  | 1354.1818 | 26 |  | 1354.1818 | 16 |  | 1781.8182 | 16 |  | 1425.4545 | 22 |  | 1354.1818 | 22 |  | 1710.5455 | 22
| Detector | 186299800 | HIPOT / Safety Analyzer Test | TE95037 | TE95037 | 1 | 0.11 | 98% | 1 | 8 | 8 | 71.2727 | 1853.0909 | 438 |  | 1354.1818 | 232 |  | 1354.1818 | 184 |  | 1781.8182 | 184 |  | 1425.4545 | 202 |  | 1354.1818 | 202 |  | 1710.5455 | 202
| Detector | 186017003 | HIPOT / Safety Analyzer Test | TE95037 | TE95037 | 1 | 0.11 | 98% | 1 | 8 | 8 | 71.2727 | 1853.0909 | 8 |  | 1354.1818 | 40 |  | 1354.1818 | 32 |  | 1781.8182 | 28 |  | 1425.4545 | 40 |  | 1354.1818 | 40 |  | 1710.5455 | 39
| Detector | 186019008 | HIPOT / Safety Analyzer Test | TE95037 | TE95037 | 1 | 0.11 | 98% | 1 | 8 | 8 | 71.2727 | 1853.0909 | 0 |  | 1354.1818 | 17 |  | 1354.1818 | 16 |  | 1781.8182 | 16 |  | 1425.4545 | 25 |  | 1354.1818 | 24 |  | 1710.5455 | 24
| Detector | 186015032 | HIPOT / Safety Analyzer Test | TE95037 | TE95037 | 1 | 0.11 | 98% | 1 | 8 | 8 | 71.2727 | 1853.0909 | 146 |  | 1354.1818 | 112 |  | 1354.1818 | 88 |  | 1781.8182 | 72 |  | 1425.4545 | 95 |  | 1354.1818 | 95 |  | 1710.5455 | 95
| Detector | 186015033 | HIPOT / Safety Analyzer Test | TE95037 | TE95037 | 1 | 0.11 | 98% | 1 | 8 | 8 | 71.2727 | 1853.0909 | 212 |  | 1354.1818 | 116 |  | 1354.1818 | 88 |  | 1781.8182 | 96 |  | 1425.4545 | 94 |  | 1354.1818 | 94 |  | 1710.5455 | 93
| Detector | 186018007 | HIPOT / Safety Analyzer Test | TE95037 | TE95037 | 1 | 0.11 | 98% | 1 | 8 | 8 | 71.2727 | 1853.0909 | 34 |  | 1354.1818 | 32 |  | 1354.1818 | 24 |  | 1781.8182 | 24 |  | 1425.4545 | 28 |  | 1354.1818 | 28 |  | 1710.5455 | 28
| Detector | 186015034 | HIPOT / Safety Analyzer Test | TE95037 | TE95037 | 1 | 0.11 | 98% | 1 | 8 | 8 | 71.2727 | 1853.0909 | 6 |  | 1354.1818 | 20 |  | 1354.1818 | 0 |  | 1781.8182 | 0 |  | 1425.4545 | 8 |  | 1354.1818 | 8 |  | 1710.5455 | 7
| Detector | 186015053 | HIPOT / Safety Analyzer Test | TE95037 | TE95037 | 1 | 0.11 | 98% | 1 | 8 | 8 | 71.2727 | 1853.0909 | 0 |  | 1354.1818 | 5 |  | 1354.1818 | 0 |  | 1781.8182 | 0 |  | 1425.4545 | 4 |  | 1354.1818 | 4 |  | 1710.5455 | 4
| Detector | 186017013 | HIPOT / Safety Analyzer Test | TE95037 | TE95037 | 1 | 0.11 | 98% | 1 | 8 | 8 | 71.2727 | 1853.0909 | 7 |  | 1354.1818 | 3 |  | 1354.1818 | 0 |  | 1781.8182 | 0 |  | 1425.4545 | 1 |  | 1354.1818 | 1 |  | 1710.5455 | 1
| Detector | 186002487 | 2487/2489/TUV Programing Station | TE-82964-1 | TE-82964-1 | 1 | 0.25 | 95% | 1 | 8 | 8 | 30.4 | 790.4 | 95 | 101% | 577.6 | 131 | 124% | 577.6 | 96 | 92.11% | 760 | 96 | 67.63% | 608 | 28 | 88.16% | 577.6 | 28 | 92.11% | 729.6 | 28 | 72.92% | Unique for Instrument | Propose to cover by OT; Reviewed tester usage for each model.
| Detector | 186248900 | 2487/2489/TUV Programing Station | TE-82964-1 | TE-82964-1 | 1 | 0.25 | 95% | 1 | 8 | 8 | 30.4 | 790.4 | 575 |  | 577.6 | 364 |  | 577.6 | 288 |  | 760 | 288 |  | 608 | 325 |  | 577.6 | 324 |  | 729.6 | 324
| Detector | 186015031 | 2487/2489/TUV Programing Station | TE-82964-1 | TE-82964-1 | 1 | 0.41667 | 95% | 1 | 8 | 8 | 18.24 | 474.24 | 104 |  | 346.56 | 112 |  | 346.56 | 88 |  | 456 | 88 |  | 364.8 | 98 |  | 346.56 | 98 |  | 437.76 | 98
| Detector | 186018006 | 2487/2489/TUV Programing Station | TE-82964-1 | TE-82964-1 | 1 | 0.25 | 95% | 1 | 8 | 8 | 30.4 | 790.4 | 8 |  | 577.6 | 15 |  | 577.6 | 12 |  | 760 | 6 |  | 608 | 14 |  | 577.6 | 13 |  | 729.6 | 13
| Detector | 186017002 | 2487/2489/TUV Programing Station | TE-82964-1 | TE-82964-1 | 1 | 0.25 | 95% | 1 | 8 | 8 | 30.4 | 790.4 | 0 |  | 577.6 | 64 |  | 577.6 | 32 |  | 760 | 24 |  | 608 | 42 |  | 577.6 | 42 |  | 729.6 | 42
| Detector | 186019007 | 2487/2489/TUV Programing Station | TE-82964-1 | TE-82964-1 | 1 | 0.25 | 95% | 1 | 8 | 8 | 30.4 | 790.4 | 0 |  | 577.6 | 21 |  | 577.6 | 16 |  | 760 | 12 |  | 608 | 25 |  | 577.6 | 24 |  | 729.6 | 24
| Detector | 186017012 | 2487/2489/TUV Programing Station | TE-82964-1 | TE-82964-1 | 1 | 0.25 | 95% | 1 | 8 | 8 | 30.4 | 790.4 | 16 |  | 577.6 | 9 |  | 577.6 | 0 |  | 760 | 0 |  | 608 | 4 |  | 577.6 | 3 |  | 729.6 | 3
| Detector | 186002487 | 2487/2489/TUV Detector Final Test | TE82903 | TE82903 | 16 | 3 | 85% | 1 | 8 | 128 | 36.2667 | 942.9333 | 95 | 84.63% | 689.0667 | 131 | 103.9% | 689.0667 | 96 | 77.21% | 906.6667 | 96 | 56.69% | 725.3333 | 28 | 73.9% | 689.0667 | 28 | 77.21% | 870.4 | 28 | 61.12% | Unique for Instrument
| Detector | 186248900 | 2487/2489/TUV Detector Final Test | TE82903 | TE82903 | 16 | 3 | 85% | 1 | 8 | 128 | 36.2667 | 942.9333 | 575 |  | 689.0667 | 364 |  | 689.0667 | 288 |  | 906.6667 | 288 |  | 725.3333 | 325 |  | 689.0667 | 324 |  | 870.4 | 324
| Detector | 186015031 | 2487/2489/TUV Detector Final Test | TE82903 | TE82903 | 16 | 3 | 85% | 1 | 8 | 128 | 36.2667 | 942.9333 | 104 |  | 689.0667 | 112 |  | 689.0667 | 88 |  | 906.6667 | 88 |  | 725.3333 | 98 |  | 689.0667 | 98 |  | 870.4 | 98
| Detector | 186018006 | 2487/2489/TUV Detector Final Test | TE82903 | TE82903 | 16 | 3 | 85% | 1 | 8 | 128 | 36.2667 | 942.9333 | 8 |  | 689.0667 | 15 |  | 689.0667 | 12 |  | 906.6667 | 6 |  | 725.3333 | 14 |  | 689.0667 | 13 |  | 870.4 | 13
| Detector | 186017002 | 2487/2489/TUV Detector Final Test | TE82903 | TE82903 | 16 | 3 | 85% | 1 | 8 | 128 | 36.2667 | 942.9333 | 0 |  | 689.0667 | 64 |  | 689.0667 | 32 |  | 906.6667 | 24 |  | 725.3333 | 42 |  | 689.0667 | 42 |  | 870.4 | 42
| Detector | 186019007 | 2487/2489/TUV Detector Final Test | TE82903 | TE82903 | 16 | 3 | 85% | 1 | 8 | 128 | 36.2667 | 942.9333 | 0 |  | 689.0667 | 21 |  | 689.0667 | 16 |  | 906.6667 | 12 |  | 725.3333 | 25 |  | 689.0667 | 24 |  | 870.4 | 24
| Detector | 186017012 | 2487/2489/TUV Detector Final Test | TE82903 | TE82903 | 16 | 3 | 85% | 1 | 8 | 128 | 36.2667 | 942.9333 | 16 |  | 689.0667 | 9 |  | 689.0667 | 0 |  | 906.6667 | 0 |  | 725.3333 | 4 |  | 689.0667 | 3 |  | 870.4 | 3
| Detector | 186002998 | 2998/ PDA/ ELAMBDA Programing Station | TE-82972-1 | TE-82972-1 | 1 | 0.25 | 90% | 1 | 8 | 8 | 28.8 | 748.8 | 38 | 118.7% | 547.2 | 26 | 110.2% | 547.2 | 16 | 81.87% | 720 | 16 | 60.56% | 576 | 22 | 90.1% | 547.2 | 22 | 94.66% | 691.2 | 22 | 74.51% | Unique for Instrument | Propose to cover by OT;
| Detector | 186299800 | 2998/ PDA/ ELAMBDA Programing Station | TE-82972-1 | TE-82972-1 | 1 | 0.25 | 90% | 1 | 8 | 8 | 28.8 | 748.8 | 438 |  | 547.2 | 232 |  | 547.2 | 184 |  | 720 | 184 |  | 576 | 202 |  | 547.2 | 202 |  | 691.2 | 202
| Detector | 186015032 | 2998/ PDA/ ELAMBDA Programing Station | TE-82972-1 | TE-82972-1 | 1 | 0.25 | 90% | 1 | 8 | 8 | 28.8 | 748.8 | 146 |  | 547.2 | 112 |  | 547.2 | 88 |  | 720 | 72 |  | 576 | 95 |  | 547.2 | 95 |  | 691.2 | 95
| Detector | 186015033 | 2998/ PDA/ ELAMBDA Programing Station | TE-82972-1 | TE-82972-1 | 1 | 0.25 | 90% | 1 | 8 | 8 | 28.8 | 748.8 | 212 |  | 547.2 | 116 |  | 547.2 | 88 |  | 720 | 96 |  | 576 | 94 |  | 547.2 | 94 |  | 691.2 | 93
| Detector | 186018007 | 2998/ PDA/ ELAMBDA Programing Station | TE-82972-1 | TE-82972-1 | 1 | 0.25 | 90% | 1 | 8 | 8 | 28.8 | 748.8 | 34 |  | 547.2 | 32 |  | 547.2 | 24 |  | 720 | 24 |  | 576 | 28 |  | 547.2 | 28 |  | 691.2 | 28
| Detector | 186015034 | 2998/ PDA/ ELAMBDA Programing Station | TE-82972-1 | TE-82972-1 | 1 | 0.41667 | 90% | 1 | 8 | 8 | 17.28 | 449.28 | 6 |  | 328.32 | 20 |  | 328.32 | 0 |  | 432 | 0 |  | 345.6 | 8 |  | 328.32 | 8 |  | 414.72 | 7
| Detector | 186015053 | 2998/ PDA/ ELAMBDA Programing Station | TE-82972-1 | TE-82972-1 | 1 | 0.41667 | 90% | 1 | 8 | 8 | 17.28 | 449.28 | 0 |  | 328.32 | 5 |  | 328.32 | 0 |  | 432 | 0 |  | 345.6 | 4 |  | 328.32 | 4 |  | 414.72 | 4
| Detector | 186017003 | 2998/ PDA/ ELAMBDA Programing Station | TE-82972-1 | TE-82972-1 | 1 | 0.25 | 90% | 1 | 8 | 8 | 28.8 | 748.8 | 8 |  | 547.2 | 40 |  | 547.2 | 32 |  | 720 | 28 |  | 576 | 40 |  | 547.2 | 40 |  | 691.2 | 39
| Detector | 186019008 | 2998/ PDA/ ELAMBDA Programing Station | TE-82972-1 | TE-82972-1 | 1 | 0.25 | 90% | 1 | 8 | 8 | 28.8 | 748.8 | 0 |  | 547.2 | 17 |  | 547.2 | 16 |  | 720 | 16 |  | 576 | 25 |  | 547.2 | 24 |  | 691.2 | 24
| Detector | 186017013 | 2998/ PDA/ ELAMBDA Programing Station | TE-82972-1 | TE-82972-1 | 1 | 0.25 | 90% | 1 | 8 | 8 | 28.8 | 748.8 | 7 |  | 547.2 | 3 |  | 547.2 | 0 |  | 720 | 0 |  | 576 | 1 |  | 547.2 | 1 |  | 691.2 | 1
| Detector | 186002998 | Wavelength Accuracy and Linearity Tester | TE-82969-1 | TE-82969-1 | 1 | 0.36 | 90% | 1 | 8 | 8 | 20 | 520 | 38 | 17.1% | 380 | 26 | 15.87% | 380 | 16 | 11.79% | 500 | 16 | 8.72% | 400 | 22 | 12.97% | 380 | 22 | 13.63% | 480 | 22 | 10.73% | Unique for Instrument | Sampling Tester 1 out of 10
| Detector | 186299800 | Wavelength Accuracy and Linearity Tester | TE-82969-1 | TE-82969-1 | 1 | 0.36 | 90% | 1 | 8 | 8 | 20 | 520 | 438 |  | 380 | 232 |  | 380 | 184 |  | 500 | 184 |  | 400 | 202 |  | 380 | 202 |  | 480 | 202
| Detector | 186015032 | Wavelength Accuracy and Linearity Tester | TE-82969-1 | TE-82969-1 | 1 | 0.36 | 90% | 1 | 8 | 8 | 20 | 520 | 146 |  | 380 | 112 |  | 380 | 88 |  | 500 | 72 |  | 400 | 95 |  | 380 | 95 |  | 480 | 95
| Detector | 186015033 | Wavelength Accuracy and Linearity Tester | TE-82969-1 | TE-82969-1 | 1 | 0.36 | 90% | 1 | 8 | 8 | 20 | 520 | 212 |  | 380 | 116 |  | 380 | 88 |  | 500 | 96 |  | 400 | 94 |  | 380 | 94 |  | 480 | 93
| Detector | 186018007 | Wavelength Accuracy and Linearity Tester | TE-82969-1 | TE-82969-1 | 1 | 0.36 | 90% | 1 | 8 | 8 | 20 | 520 | 34 |  | 380 | 32 |  | 380 | 24 |  | 500 | 24 |  | 400 | 28 |  | 380 | 28 |  | 480 | 28
| Detector | 186015034 | Wavelength Accuracy and Linearity Tester | TE-82969-1 | TE-82969-1 | 1 | 0.36 | 90% | 1 | 8 | 8 | 20 | 520 | 6 |  | 380 | 20 |  | 380 | 0 |  | 500 | 0 |  | 400 | 8 |  | 380 | 8 |  | 480 | 7
| Detector | 186015053 | Wavelength Accuracy and Linearity Tester | TE-82969-1 | TE-82969-1 | 1 | 0.36 | 90% | 1 | 8 | 8 | 20 | 520 | 0 |  | 380 | 5 |  | 380 | 0 |  | 500 | 0 |  | 400 | 4 |  | 380 | 4 |  | 480 | 4
| Detector | 186017003 | Wavelength Accuracy and Linearity Tester | TE-82969-1 | TE-82969-1 | 1 | 0.36 | 90% | 1 | 8 | 8 | 20 | 520 | 8 |  | 380 | 40 |  | 380 | 32 |  | 500 | 28 |  | 400 | 40 |  | 380 | 40 |  | 480 | 39
| Detector | 186019008 | Wavelength Accuracy and Linearity Tester | TE-82969-1 | TE-82969-1 | 1 | 0.36 | 90% | 1 | 8 | 8 | 20 | 520 | 0 |  | 380 | 17 |  | 380 | 16 |  | 500 | 16 |  | 400 | 25 |  | 380 | 24 |  | 480 | 24
| Detector | 186017013 | Wavelength Accuracy and Linearity Tester | TE-82969-1 | TE-82969-1 | 1 | 0.36 | 90% | 1 | 8 | 8 | 20 | 520 | 7 |  | 380 | 3 |  | 380 | 0 |  | 500 | 0 |  | 400 | 1 |  | 380 | 1 |  | 480 | 1
| Detector | 186002998 | 2998/PDA/Elambda/Velox/ArcBio | TE82882 | TE82882 | 24 | 3 | 85% | 1 | 8 | 192 | 54.4 | 1414.4 | 38 | 62.92% | 1033.6 | 26 | 58.34% | 1033.6 | 16 | 43.34% | 1360 | 16 | 32.06% | 1088 | 22 | 47.7% | 1033.6 | 22 | 50.12% | 1305.6 | 22 | 39.45% | Common with Spares
| Detector | 186299800 | 2998/PDA/Elambda/Velox/ArcBio | TE82882 | TE82882 | 24 | 3 | 85% | 1 | 8 | 192 | 54.4 | 1414.4 | 438 |  | 1033.6 | 232 |  | 1033.6 | 184 |  | 1360 | 184 |  | 1088 | 202 |  | 1033.6 | 202 |  | 1305.6 | 202
| Detector | 186017003 | 2998/PDA/Elambda/Velox/ArcBio | TE82882 | TE82882 | 24 | 3 | 85% | 1 | 8 | 192 | 54.4 | 1414.4 | 8 |  | 1033.6 | 40 |  | 1033.6 | 32 |  | 1360 | 28 |  | 1088 | 40 |  | 1033.6 | 40 |  | 1305.6 | 39
| Detector | 186019008 | 2998/PDA/Elambda/Velox/ArcBio | TE82882 | TE82882 | 24 | 3 | 85% | 1 | 8 | 192 | 54.4 | 1414.4 | 0 |  | 1033.6 | 17 |  | 1033.6 | 16 |  | 1360 | 16 |  | 1088 | 25 |  | 1033.6 | 24 |  | 1305.6 | 24
| Detector | 186015032 | 2998/PDA/Elambda/Velox/ArcBio | TE82882 | TE82882 | 24 | 3 | 85% | 1 | 8 | 192 | 54.4 | 1414.4 | 146 |  | 1033.6 | 112 |  | 1033.6 | 88 |  | 1360 | 72 |  | 1088 | 95 |  | 1033.6 | 95 |  | 1305.6 | 95
| Detector | 186015033 | 2998/PDA/Elambda/Velox/ArcBio | TE82882 | TE82882 | 24 | 3 | 85% | 1 | 8 | 192 | 54.4 | 1414.4 | 212 |  | 1033.6 | 116 |  | 1033.6 | 88 |  | 1360 | 96 |  | 1088 | 94 |  | 1033.6 | 94 |  | 1305.6 | 93
| Detector | 186018007 | 2998/PDA/Elambda/Velox/ArcBio | TE82882 | TE82882 | 24 | 3 | 85% | 1 | 8 | 192 | 54.4 | 1414.4 | 34 |  | 1033.6 | 32 |  | 1033.6 | 24 |  | 1360 | 24 |  | 1088 | 28 |  | 1033.6 | 28 |  | 1305.6 | 28
| Detector | 186015034 | 2998/PDA/Elambda/Velox/ArcBio | TE82882 | TE82882 | 24 | 3 | 85% | 1 | 8 | 192 | 54.4 | 1414.4 | 6 |  | 1033.6 | 20 |  | 1033.6 | 0 |  | 1360 | 0 |  | 1088 | 8 |  | 1033.6 | 8 |  | 1305.6 | 7
| Detector | 186015053 | 2998/PDA/Elambda/Velox/ArcBio | TE82882 | TE82882 | 24 | 3 | 85% | 1 | 8 | 192 | 54.4 | 1414.4 | 0 |  | 1033.6 | 5 |  | 1033.6 | 0 |  | 1360 | 0 |  | 1088 | 4 |  | 1033.6 | 4 |  | 1305.6 | 4
| Detector | 186017013 | 2998/PDA/Elambda/Velox/ArcBio | TE82882 | TE82882 | 24 | 3 | 85% | 1 | 8 | 192 | 54.4 | 1414.4 | 7 |  | 1033.6 | 3 |  | 1033.6 | 0 |  | 1360 | 0 |  | 1088 | 1 |  | 1033.6 | 1 |  | 1305.6 | 1
| Spares | 700002787 | 2998/PDA/Elambda/Velox/ArcBio | TE82882 | TE82882 | 24 | 3 | 85% | 1 | 8 | 192 | 54.4 | 1414.4 | 0 |  | 1033.6 | 0 |  | 1033.6 | 0 |  | 1360 | 0 |  | 1088 | 0 |  | 1033.6 | 0 |  | 1305.6 | 0
| Spares | 700003765 | 2998/PDA/Elambda/Velox/ArcBio | TE82882 | TE82882 | 24 | 3 | 85% | 1 | 8 | 192 | 54.4 | 1414.4 | 0 |  | 1033.6 | 0 |  | 1033.6 | 0 |  | 1360 | 0 |  | 1088 | 0 |  | 1033.6 | 0 |  | 1305.6 | 0
| Spares | 700005427 | 2998/PDA/Elambda/Velox/ArcBio | TE82882 | TE82882 | 24 | 3 | 85% | 1 | 8 | 192 | 54.4 | 1414.4 | 1 |  | 1033.6 | 0 |  | 1033.6 | 0 |  | 1360 | 0 |  | 1088 | 0 |  | 1033.6 | 0 |  | 1305.6 | 0
| Spares | 700011650 | 2998/PDA/Elambda/Velox/ArcBio | TE82882 | TE82882 | 24 | 3 | 85% | 1 | 8 | 192 | 54.4 | 1414.4 | 0 |  | 1033.6 | 0 |  | 1033.6 | 0 |  | 1360 | 0 |  | 1088 | 0 |  | 1033.6 | 0 |  | 1305.6 | 0
| Spares | 700011652 | 2998/PDA/Elambda/Velox/ArcBio | TE82882 | TE82882 | 24 | 3 | 85% | 1 | 8 | 192 | 54.4 | 1414.4 | 0 |  | 1033.6 | 0 |  | 1033.6 | 0 |  | 1360 | 0 |  | 1088 | 0 |  | 1033.6 | 0 |  | 1305.6 | 0
| Detector | 186015032 | PDA/Elambda | Shunt |  | 1 | 0.36 | 95% | 2 | 7.25 | 14.5 | 38.2639 | 994.8611 | 146 | 40.01% | 727.0139 | 112 | 39.2% | 727.0139 | 88 | 27.51% | 956.5972 | 72 | 20.07% | 765.2778 | 95 | 29.92% | 727.0139 | 95 | 31.5% | 918.3333 | 95 | 24.72% | Common with Spares
| Detector | 186015033 | PDA/Elambda | Shunt |  | 1 | 0.36 | 95% | 2 | 7.25 | 14.5 | 38.2639 | 994.8611 | 212 |  | 727.0139 | 116 |  | 727.0139 | 88 |  | 956.5972 | 96 |  | 765.2778 | 94 |  | 727.0139 | 94 |  | 918.3333 | 93
| Detector | 186018007 | PDA/Elambda | Shunt |  | 1 | 0.36 | 95% | 2 | 7.25 | 14.5 | 38.2639 | 994.8611 | 34 |  | 727.0139 | 32 |  | 727.0139 | 24 |  | 956.5972 | 24 |  | 765.2778 | 28 |  | 727.0139 | 28 |  | 918.3333 | 28
| Detector | 186015034 | PDA/Elambda | Shunt |  | 1 | 0.36 | 95% | 2 | 7.25 | 14.5 | 38.2639 | 994.8611 | 6 |  | 727.0139 | 20 |  | 727.0139 | 0 |  | 956.5972 | 0 |  | 765.2778 | 8 |  | 727.0139 | 8 |  | 918.3333 | 7
| Detector | 186015053 | PDA/Elambda | Shunt |  | 1 | 0.36 | 95% | 2 | 7.25 | 14.5 | 38.2639 | 994.8611 | 0 |  | 727.0139 | 5 |  | 727.0139 | 0 |  | 956.5972 | 0 |  | 765.2778 | 4 |  | 727.0139 | 4 |  | 918.3333 | 4
| Spares | 700011652 | PDA/Elambda | Shunt |  | 1 | 0.36 | 95% | 2 | 7.25 | 14.5 | 38.2639 | 994.8611 | 0 |  | 727.0139 | 0 |  | 727.0139 | 0 |  | 956.5972 | 0 |  | 765.2778 | 0 |  | 727.0139 | 0 |  | 918.3333 | 0
| Spares | 700011650 | PDA/Elambda | Shunt |  | 1 | 0.36 | 95% | 2 | 7.25 | 14.5 | 38.2639 | 994.8611 | 0 |  | 727.0139 | 0 |  | 727.0139 | 0 |  | 956.5972 | 0 |  | 765.2778 | 0 |  | 727.0139 | 0 |  | 918.3333 | 0
| Spares | 700011868 | PDA/Elambda | Shunt |  | 1 | 0.36 | 95% | 2 | 7.25 | 14.5 | 38.2639 | 994.8611 | 0 |  | 727.0139 | 0 |  | 727.0139 | 0 |  | 956.5972 | 0 |  | 765.2778 | 0 |  | 727.0139 | 0 |  | 918.3333 | 0 |  | Not found in spares library
| Spares | 700011869 | PDA/Elambda | Shunt |  | 1 | 0.36 | 95% | 2 | 7.25 | 14.5 | 38.2639 | 994.8611 | 0 |  | 727.0139 | 0 |  | 727.0139 | 0 |  | 956.5972 | 0 |  | 765.2778 | 0 |  | 727.0139 | 0 |  | 918.3333 | 0
| Detector | 186015034 | UPC2 | Shunt |  | 3 | 3 | 85% | 1 | 8 | 24 | 6.8 | 176.8 | 6 | 3.394% | 129.2 | 20 | 15.48% | 129.2 | 0 | 0% | 170 | 0 | 0% | 136 | 8 | 5.882% | 129.2 | 8 | 6.192% | 163.2 | 7 | 4.289% | Common with spares
| Spares | 700009014 | UPC2 | Shunt |  | 3 | 3 | 85% | 1 | 8 | 24 | 6.8 | 176.8 | 0 |  | 129.2 | 0 |  | 129.2 | 0 |  | 170 | 0 |  | 136 | 0 |  | 129.2 | 0 |  | 163.2 | 0
| Spares | 700011868 | UPC2 | Shunt |  | 3 | 3 | 85% | 1 | 8 | 24 | 6.8 | 176.8 | 0 |  | 129.2 | 0 |  | 129.2 | 0 |  | 170 | 0 |  | 136 | 0 |  | 129.2 | 0 |  | 163.2 | 0 |  | Not found in spares library
| Detector | 186015031 | 2487/2489/TUV Detector Final Test | Shunt |  | 4 | 3 | 85% | 1 | 8 | 32 | 9.0667 | 235.7333 | 104 | 48.36% | 172.2667 | 112 | 73.72% | 172.2667 | 88 | 58.05% | 226.6667 | 88 | 41.47% | 181.3333 | 98 | 61.76% | 172.2667 | 98 | 64.43% | 217.6 | 98 | 51.01% | Common with spares
| Detector | 186018006 | 2487/2489/TUV Detector Final Test | Shunt |  | 4 | 3 | 85% | 1 | 8 | 32 | 9.0667 | 235.7333 | 8 |  | 172.2667 | 15 |  | 172.2667 | 12 |  | 226.6667 | 6 |  | 181.3333 | 14 |  | 172.2667 | 13 |  | 217.6 | 13
| Spares | 700002554 | 2487/2489/TUV Detector Final Test | Shunt |  | 4 | 3 | 85% | 1 | 8 | 32 | 9.0667 | 235.7333 | 0 |  | 172.2667 | 0 |  | 172.2667 | 0 |  | 226.6667 | 0 |  | 181.3333 | 0 |  | 172.2667 | 0 |  | 217.6 | 0
| Spares | 700005245 | 2487/2489/TUV Detector Final Test | Shunt |  | 4 | 3 | 85% | 1 | 8 | 32 | 9.0667 | 235.7333 | 2 |  | 172.2667 | 0 |  | 172.2667 | 0 |  | 226.6667 | 0 |  | 181.3333 | 0 |  | 172.2667 | 0 |  | 217.6 | 0
Note on E161: Amy Xu Xia Jie: Rough alignment
Note on H161: Increased from 1 to 2 due to universal jig added.
Note on E162: Amy Xu Xia Jie: Rough alignment
Note on H162: Increased from 1 to 2 due to universal jig added.
Note on E163: Amy Xu Xia Jie: Rough alignment
Note on H163: Increased from 1 to 2 due to universal jig added.
Note on E164: Amy Xu Xia Jie: Rough alignment
Note on H164: Increased from 1 to 2 due to universal jig added.
Note on E165: Amy Xu Xia Jie: Rough alignment
Note on H165: Increased from 1 to 2 due to universal jig added.
Note on E166: Amy Xu Xia Jie: Rough alignment
Note on H166: Increased from 1 to 2 due to universal jig added.
Note on E167: Amy Xu Xia Jie: Rough alignment
Note on H167: Increased from 1 to 2 due to universal jig added.
Note on E168: Amy Xu Xia Jie: Rough alignment
Note on H168: Increased from 1 to 2 due to universal jig added.
Note on E169: Amy Xu Xia Jie: Rough alignment
Note on H169: Increased from 1 to 2 due to universal jig added.
Note on E170: Amy Xu Xia Jie: Fine Alignment
Note on E171: Amy Xu Xia Jie: Fine Alignment
Note on E172: Amy Xu Xia Jie: Fine Alignment
Note on E173: Amy Xu Xia Jie: Fine Alignment
Note on E174: Amy Xu Xia Jie: Fine Alignment
Note on E175: Amy Xu Xia Jie: Fine Alignment
Note on E176: Amy Xu Xia Jie: Fine Alignment
Note on E177: Amy Xu Xia Jie: Fine Alignment
Note on E178: Amy Xu Xia Jie: Fine Alignment
Note on E192: Amy Xu Xia Jie: Rough alignment
Note on H192: Amy Xu Xia Jie: Universal jig use for rough alignment and fine alignment . 0.5*0.9=0.45
Note on E193: Amy Xu Xia Jie: Rough alignment
Note on H193: Amy Xu Xia Jie: Universal jig use for rough alignment and fine alignment . 0.5*0.9=0.45
Note on E194: Amy Xu Xia Jie: Rough alignment
Note on H194: Amy Xu Xia Jie: Universal jig use for rough alignment and fine alignment . 0.5*0.9=0.45
Note on E195: Amy Xu Xia Jie: Rough alignment
Note on H195: Amy Xu Xia Jie: Universal jig use for rough alignment and fine alignment . 0.5*0.9=0.45
Note on E196: Amy Xu Xia Jie: Rough alignment
Note on H196: Amy Xu Xia Jie: Universal jig use for rough alignment and fine alignment . 0.5*0.9=0.45
Note on E197: Amy Xu Xia Jie: Rough alignment
Note on H197: Amy Xu Xia Jie: Universal jig use for rough alignment and fine alignment . 0.5*0.9=0.45
Note on E198: Amy Xu Xia Jie: Fine alignment
Note on H198: Amy Xu Xia Jie: Universal jig use for rough alignment and fine alignment . 0.5*0.9=0.45 Assume Waters can consign the BOX TE82881-2 to Flex
Note on E199: Amy Xu Xia Jie: Fine alignment
Note on H199: Amy Xu Xia Jie: Universal jig use for rough alignment and fine alignment . 0.5*0.9=0.45 Assume Waters can consign the BOX TE82881-2 to Flex
Note on E200: Amy Xu Xia Jie: Fine alignment
Note on H200: Amy Xu Xia Jie: Universal jig use for rough alignment and fine alignment . 0.5*0.9=0.45 Assume Waters can consign the BOX TE82881-2 to Flex
Note on E201: Amy Xu Xia Jie: Fine alignment
Note on H201: Amy Xu Xia Jie: Universal jig use for rough alignment and fine alignment . 0.5*0.9=0.45 Assume Waters can consign the BOX TE82881-2 to Flex
Note on E202: Amy Xu Xia Jie: Fine alignment
Note on H202: Amy Xu Xia Jie: Universal jig use for rough alignment and fine alignment . 0.5*0.9=0.45 Assume Waters can consign the BOX TE82881-2 to Flex
Note on E203: Amy Xu Xia Jie: Fine alignment
Note on H203: Amy Xu Xia Jie: Universal jig use for rough alignment and fine alignment . 0.5*0.9=0.45 Assume Waters can consign the BOX TE82881-2 to Flex
Note on I221: Nallajanula Phani Bhushan: change from 0.36 to 0.25
Note on I222: Nallajanula Phani Bhushan: change from 0.36 to 0.25
Note on I223: Nallajanula Phani Bhushan: change from 0.36 to 0.42
Note on I224: Nallajanula Phani Bhushan: change from 0.36 to 0.25
Note on I225: Nallajanula Phani Bhushan: change from 0.36 to 0.25
Note on I226: Nallajanula Phani Bhushan: change from 0.36 to 0.25
Note on I227: Nallajanula Phani Bhushan: change from 0.36 to 0.25
Note on I235: Nallajanula Phani Bhushan: change from 0.36 to 0.25
Note on I236: Nallajanula Phani Bhushan: change from 0.36 to 0.25
Note on I237: Nallajanula Phani Bhushan: change from 0.36 to 0.25
Note on I238: Nallajanula Phani Bhushan: change from 0.36 to 0.25
Note on I239: Nallajanula Phani Bhushan: change from 0.36 to 0.25
Note on I240: Nallajanula Phani Bhushan: change from 0.36 to 0.42
Note on I241: Nallajanula Phani Bhushan: change from 0.36 to 0.42
Note on I242: Nallajanula Phani Bhushan: change from 0.36 to 0.25
Note on I243: Nallajanula Phani Bhushan: change from 0.36 to 0.25
Note on I244: Nallajanula Phani Bhushan: change from 0.36 to 0.25

## Forecast
Product | Forecast | 2021-01-01 | 2021-02-01 | 2021-03-01 | 2021-04-01 | 2021-05-01 | 2021-06-01 | 2021-07-01 | 2021-08-01 | 2021-09-01 | 2021-10-01 | 2021-11-01 | 2021-12-01 | Total per year | Total per Qtr | Total per month | Total per week | Total per day | Unit price | Annual amount | 2 Oct customer PO
Pump | WAT207000 | 12 | 20 | 4 | 24 | 22 | 15 | 38 | 24 | 0 | 26 | 26 | 25 | 236 | 59 | 19.6667 | 4.5385 | 0.90769 | 1547.9 | 365304.4 | Waters Calendar
| 186001515 | 0 | 10 | 14 | 15 | 4 | 0 | 11 | 0 | 0 | 7 | 6 | 6 | 73 | 18.25 | 6.0833 | 1.4038 | 0.28077 | 2680.54 | 195679.42
| 186001525 | 9 | 9 | 0 | 20 | 5 | 0 | 20 | 3 | 0 | 12 | 12 | 11 | 101 | 25.25 | 8.4167 | 1.9423 | 0.38846 | 3659.28 | 369587.28
| 186001825 | 0 | 0 | 0 | 0 | 0 | 0 | 0 | 0 | 0 | 0 | 0 | 0 | 0 | 0 | 0 | 0 | 0 |  | 0
Alliance | 186269505 | 53 | 47 | 32 | 64 | 48 | 104 | 64 | 48 | 44 | 60 | 59 | 59 | 682 | 170.5 | 56.8333 | 13.1154 | 2.6231 | 5848.29 | 3988533.78
| 186269506 | 200 | 208 | 272 | 265 | 276 | 515 | 346 | 274 | 270 | 305 | 305 | 304 | 3540 | 885 | 295 | 68.0769 | 13.6154 | 6129.01 | 21696695.4
BSM/QSM | 186015001 | 12 | 12 | 36 | 10 | 0 | 0 | 0 | 0 | 0 | 0 | 0 | 0 | 70 | 17.5 | 5.8333 | 1.3462 | 0.26923 | 7072.62 | 495083.4
| 186015018 | 0 | 0 | 0 | 0 | 0 | 0 | 0 | 0 | 0 | 0 | 0 | 0 | 0 | 0 | 0 | 0 | 0 |  | 0
| 186015080 | 124 | 180 | 207 | 176 | 144 | 180 | 288 | 150 | 160 | 181 | 181 | 180 | 2151 | 537.75 | 179.25 | 41.3654 | 8.2731 | 4533.88 | 9752375.88
TUV | 186248900 | 186 | 272 | 318 | 288 | 264 | 575 | 364 | 288 | 288 | 325 | 324 | 324 | 3816 | 954 | 318 | 73.3846 | 14.6769 | 2113.26 | 8064200.16
| 186002487 | 12 | 24 | 15 | 34 | 24 | 95 | 131 | 96 | 96 | 28 | 28 | 28 | 611 | 152.75 | 50.9167 | 11.75 | 2.35 | 1985.4 | 1213079.4
| 186015031 | 72 | 80 | 112 | 88 | 101 | 104 | 112 | 88 | 88 | 98 | 98 | 98 | 1139 | 284.75 | 94.9167 | 21.9038 | 4.3808 | 2076.89 | 2365577.71
| 186018006 | 5 | 0 | 0 | 13 | 0 | 8 | 15 | 12 | 6 | 14 | 13 | 13 | 13 | 13 | 13 | 13 | 13 | 13 | 13 | 13
| 186017002 | 40 | 48 | 16 | 56 | 60 | 0 | 64 | 32 | 24 | 42 | 42 | 42 | 466 | 116.5 | 38.8333 | 8.9615 | 1.7923 | 2193.42 | 1022133.72
| 186019007 | 0 | 0 | 0 | 5 | 0 | 0 | 21 | 16 | 12 | 25 | 24 | 24 | 127 | 31.75 | 10.5833 | 2.4423 | 0.48846
| 186017012 | 0 | 7 | 5 | 9 | 0 | 16 | 9 | 0 | 0 | 4 | 3 | 3 | 56 | 14 | 4.6667 | 1.0769 | 0.21538 | 2751.82 | 154101.92
PDA | 186002998 | 0 | 16 | 29 | 12 | 14 | 38 | 26 | 16 | 16 | 22 | 22 | 22 | 233 | 58.25 | 19.4167 | 4.4808 | 0.89615 | 3007.95 | 700852.35
| 186299800 | 148 | 222 | 150 | 176 | 168 | 438 | 232 | 184 | 184 | 202 | 202 | 202 | 2508 | 627 | 209 | 48.2308 | 9.6462 | 3032.4 | 7605259.2
| 186017003 | 24 | 33 | 58 | 41 | 64 | 8 | 40 | 32 | 28 | 40 | 40 | 39 | 447 | 111.75 | 37.25 | 8.5962 | 1.7192 | 3090.02 | 1381238.94
| 186019008 | 0 | 0 | 0 | 5 | 0 | 0 | 17 | 16 | 16 | 25 | 24 | 24 | 127 | 31.75 | 10.5833 | 2.4423 | 0.48846
| 186015032 | 48 | 56 | 112 | 88 | 76 | 146 | 112 | 88 | 72 | 95 | 95 | 95 | 1083 | 270.75 | 90.25 | 20.8269 | 4.1654 | 3066.66 | 3321192.78
| 186015033 | 8 | 112 | 128 | 72 | 88 | 212 | 116 | 88 | 96 | 94 | 94 | 93 | 1201 | 300.25 | 100.0833 | 23.0962 | 4.6192 | 3063.67 | 3679467.67
| 186018007 | 10 | 0 | 0 | 32 | 0 | 34 | 32 | 24 | 24 | 28 | 28 | 28 | 240 | 60 |  | 4.6154 | 0.92308 | 3305.36 | 793286.4
| 186015034 | 16 | 7 | 0 | 20 | 5 | 6 | 20 | 0 | 0 | 8 | 8 | 7 | 97 | 24.25 | 8.0833 | 1.8654 | 0.37308 | 2981.31 | 289187.07
| 186015053 | 4 | 0 | 0 | 7 | 0 | 0 | 5 | 0 | 0 | 4 | 4 | 4 | 28 | 7 | 2.3333 | 0.53846 | 0.10769 | 3116.69 | 87267.32
| 186017013 | 0 | 0 | 0 | 0 | 0 | 7 | 3 | 0 | 0 | 1 | 1 | 1 | 13 | 3.25 | 1.0833 | 0.25 | 0.05 | 3461.11 | 44994.43
|  | 983 | 1363 | 1508 | 1520 | 1363 | 2501 | 2086 | 1479 | 1424 | 1646 | 1639 | 1632 | 19058
WATERS INSTRUMENTS
2020-12-15 |  | 2021-01-01: Jan'21; 2021-05-01: Feb'21; 2021-09-01: Mar'21 |  | Apr'21 |  |  |  | May'21 |  |  |  |  | Jun'21 |  |  |  |  | Jul'21 |  |  |  | Aug'21 |  |  |  | Sep'21 |  |  |  |  | Oct'21 |  |  |  | Nov'21 |  |  |  | Dec'21 |  |  |  |  | Jan'22 |  |  |  | Feb'22 |  |  |  | Mar'22
| Waters PO due date | 2021-01-06 | 2021-01-13 | 2021-01-20 | 2021-01-27 | 2021-02-03 | 2021-02-10 | 2021-02-17 | 2021-02-24 | 2021-03-03 | 2021-03-10 | 2021-03-17 | 2021-03-24 | 2021-03-31 | 44293 | 2021-04-14 | 2021-04-21 | 2021-04-28 | 2021-05-05 | time axis 2021-05-12 to 2022-03-30
| Baan forecast date | 2021-01-10 | 2021-01-17 | 2021-01-24 | 2021-01-31 | 2021-02-07 | 2021-02-14 | 2021-02-21 | 2021-02-28 | 2021-03-07 | 2021-03-14 | 2021-03-21 | 2021-03-28 | 2021-04-04 | 44297 | 2021-04-18 | 2021-04-25 | 2021-05-02 | 2021-05-09 | time axis 2021-05-16 to 2022-04-03
Ship Plan | WAT-WAT207000 (515) |  |  | 6 | 6 | 8 | 6 |  | 6 | 6 |  |  |  |  | 20 |  |  |  | 19 |  | 2021-06-06: 19; 2021-07-11: 19; 2021-08-08: 19; 2021-09-05: 18; 2021-10-10: 25; 2021-11-07: 24; 2021-12-05: 24; 2022-01-09: 17; 2022-02-06: 17; 2022-03-06: 16
Ship Plan | WAT-186001515 (1515) |  |  |  |  | 4 | 3 |  | 3 | 3 | 3 | 3 | 3 | 2 | 7 |  |  |  | 6 |  | 2021-06-06: 6; 2021-07-11: 7; 2021-08-08: 6; 2021-09-05: 6; 2021-10-10: 7; 2021-11-07: 6; 2021-12-05: 6; 2022-01-09: 7; 2022-02-06: 6; 2022-03-06: 6
Ship Plan | WAT-186001525 (1525) |  | 3 | 3 | 3 | 3 | 3 |  | 3 | 3 | 3 | 3 | 3 |  | 11 |  |  |  | 10 |  | 2021-06-06: 10; 2021-07-11: 10; 2021-08-08: 10; 2021-09-05: 10; 2021-10-10: 14; 2021-11-07: 13; 2021-12-05: 13; 2022-01-09: 9; 2022-02-06: 9; 2022-03-06: 9
Ship Plan | WAT-186001825 (1525u) | [19 empty] | 2022-01-09: 0; 2022-02-06: 0; 2022-03-06: 0
Ship plan | WAT-186269505 | 10 | 10 | 17 | 16 | 13 | 13 | 8 | 13 | 13 | 10 | 10 | 10 | 10 | 54 |  |  |  | 54 |  | 2021-06-06: 54; 2021-07-11: 55; 2021-08-08: 55; 2021-09-05: 54; 2021-10-10: 67; 2021-11-07: 67; 2021-12-05: 66; 2022-01-09: 44; 2022-02-06: 43; 2022-03-06: 43
Ship plan | WAT-186269506 | 35 | 35 | 70 | 60 | 57 | 57 | 39 | 55 | 55 | 55 | 55 | 40 | 40 | 251 |  |  |  | 251 |  | 2021-06-06: 251; 2021-07-11: 267; 2021-08-08: 267; 2021-09-05: 266; 2021-10-10: 326; 2021-11-07: 325; 2021-12-05: 325; 2022-01-09: 225; 2022-02-06: 225; 2022-03-06: 224
Ship Plan | WAT-186015001 (BSM) |  | 6 | 2 | 4 | 4 | 4 | 4 |  |  | 4 | 3 | 2 |  | 4 |  |  |  | 4 |  | 2021-06-06: 3; 2021-07-11: 5; 2021-08-08: 5; 2021-09-05: 4; 2021-10-10: 5; 2021-11-07: 5; 2021-12-05: 4; 2022-01-09: 4; 2022-02-06: 3; 2022-03-06: 3
Ship Plan | WAT-186015018 (QSM)
Ship Plan | WAT-186015080 (QSM Plus) | 20 | 20 | 40 | 44 | 50 | 50 | 32 | 48 | 48 | 46 | 45 | 40 | 28 | 163 |  |  |  | 163 |  | 2021-06-06: 162; 2021-07-11: 147; 2021-08-08: 147; 2021-09-05: 147; 2021-10-10: 180; 2021-11-07: 180; 2021-12-05: 180; 2022-01-09: 182; 2022-02-06: 182; 2022-03-06: 181
Ship Plan | WAT-186248900 (2489 Det X) | 28 | 28 | 64 | 64 | 64 | 72 | 72 | 64 | 80 | 64 | 80 | 64 | 55 | 282 |  |  |  | 281 |  | 2021-06-06: 281; 2021-07-11: 276; 2021-08-08: 276; 2021-09-05: 276; 2021-10-10: 319; 2021-11-07: 319; 2021-12-05: 319; 2022-01-09: 217; 2022-02-06: 217; 2022-03-06: 217
Ship Plan | WAT-186002487 (2489) |  |  | 12 |  | 12 |  |  | 12 |  | 12 |  | 6 |  | 24 |  |  |  | 23 |  | 2021-06-06: 23; 2021-07-11: 28; 2021-08-08: 28; 2021-09-05: 27; 2021-10-10: 24; 2021-11-07: 23; 2021-12-05: 23; 2022-01-09: 22; 2022-02-06: 21; 2022-03-06: 21
Ship Plan | WAT-186015031 (TUV Detector) | 8 | 16 | 16 | 32 | 24 | 24 | 8 | 24 | 24 | 24 | 24 | 24 | 16 | 85 |  |  |  | 85 |  | 2021-06-06: 85; 2021-07-11: 84; 2021-08-08: 83; 2021-09-05: 83; 2021-10-10: 98; 2021-11-07: 98; 2021-12-05: 98; 2022-01-09: 67; 2022-02-06: 67; 2022-03-06: 67
Ship Plan | WAT-186018006 (TUV Premier Detector) |  | 5 | [11 empty] | 5 |  |  |  | 4 |  | 2021-06-06: 4; 2021-07-11: 5; 2021-08-08: 5; 2021-09-05: 5; 2021-10-10: 6; 2021-11-07: 6; 2021-12-05: 5; 2022-01-09: 0; 2022-02-06: 0; 2022-03-06: 0
Ship Plan | WAT-186017002 (Arc 2489) |  | 16 | 8 | 16 | 16 | 18 | 26 | 13 | 8 | 8 | 8 | 8 |  | 32 |  |  |  | 31 |  | 2021-06-06: 31; 2021-07-11: 26; 2021-08-08: 25; 2021-09-05: 25; 2021-10-10: 32; 2021-11-07: 31; 2021-12-05: 31; 2022-01-09: 29; 2022-02-06: 29; 2022-03-06: 29
Ship Plan | WAT-186017012 (Arc Bio 2489) | [6 empty] | 7 | [6 empty] | 3 |  |  |  | 3 |  | 2021-06-06: 2; 2021-07-11: 4; 2021-08-08: 3; 2021-09-05: 3; 2021-10-10: 4; 2021-11-07: 4; 2021-12-05: 4; 2022-01-09: 1; 2022-02-06: 1; 2022-03-06: 0
Ship Plan | WAT-186002998 (2998 Detector) |  |  | 8 | 8 | 8 |  |  |  |  | 8 | 6 |  |  | 17 |  |  |  | 16 |  | 2021-06-06: 16; 2021-07-11: 17; 2021-08-08: 16; 2021-09-05: 16; 2021-10-10: 22; 2021-11-07: 22; 2021-12-05: 22; 2022-01-09: 14; 2022-02-06: 14; 2022-03-06: 13
Ship Plan | WAT-186299800 (2998 Det X) | 10 | 10 | 64 | 64 | 72 | 72 | 46 | 72 | 64 | 56 | 72 | 72 | 48 | 161 |  |  |  | 161 |  | 2021-06-06: 161; 2021-07-11: 171; 2021-08-08: 171; 2021-09-05: 170; 2021-10-10: 195; 2021-11-07: 194; 2021-12-05: 194; 2022-01-09: 133; 2022-02-06: 133; 2022-03-06: 132
Ship Plan | WAT-186017003 (Velox/Arc 2998) |  | 8 | 8 | 8 | 8 | 10 | 27 | 8 | 16 | 16 | 16 | 16 | 16 | 33 |  |  |  | 32 |  | 2021-06-06: 32; 2021-07-11: 27; 2021-08-08: 26; 2021-09-05: 26; 2021-10-10: 33; 2021-11-07: 33; 2021-12-05: 32; 2022-01-09: 29; 2022-02-06: 29; 2022-03-06: 29
Ship Plan | WAT-186015032 (PDA Detector) | 8 | 8 | 16 | 16 | 16 | 16 | 8 | 16 | 16 | 16 | 8 | 8 | 11 | 76 |  |  |  | 76 |  | 2021-06-06: 76; 2021-07-11: 77; 2021-08-08: 76; 2021-09-05: 76; 2021-10-10: 101; 2021-11-07: 101; 2021-12-05: 100; 2022-01-09: 59; 2022-02-06: 59; 2022-03-06: 59
Ship Plan | WAT-186015033 (eLambda) | 4 | 4 | 16 | 24 | 16 | 24 | 16 | 24 | 24 | 24 | 16 | 16 | 10 | 73 |  |  |  | 73 |  | 2021-06-06: 72; 2021-07-11: 92; 2021-08-08: 92; 2021-09-05: 92; 2021-10-10: 102; 2021-11-07: 102; 2021-12-05: 102; 2022-01-09: 61; 2022-02-06: 60; 2022-03-06: 60
Ship Plan | WAT-186018007 (Premier eLambda) |  | 10 | [11 empty] | 8 |  |  |  | 8 |  | 2021-06-06: 8; 2021-07-11: 9; 2021-08-08: 9; 2021-09-05: 9; 2021-10-10: 10; 2021-11-07: 10; 2021-12-05: 10; 2022-01-09: 0; 2022-02-06: 0; 2022-03-06: 0
Ship Plan | WAT-186015034 (UPC2 Detector) | 4 | 4 | 8 |  |  |  | 9 | [6 empty] | 9 |  |  |  | 8 |  | 2021-06-06: 8; 2021-07-11: 8; 2021-08-08: 8; 2021-09-05: 7; 2021-10-10: 12; 2021-11-07: 12; 2021-12-05: 12; 2022-01-09: 7; 2022-02-06: 7; 2022-03-06: 6
Ship Plan | WAT-186015053 (PDA w/ Taper slit) |  | 4 |  |  |  |  | 8 |  |  |  |  | 5 |  | 6 |  |  |  | 5 |  | 2021-06-06: 5; 2021-07-11: 3; 2021-08-08: 3; 2021-09-05: 2; 2021-10-10: 7; 2021-11-07: 6; 2021-12-05: 6; 2022-01-09: 4; 2022-02-06: 4; 2022-03-06: 3
Ship Plan | WAT-186017013 (Arc Bio 2998) | [19 empty] | 2021-07-11: 2; 2021-08-08: 2; 2021-09-05: 1; 2021-10-10: 3; 2021-11-07: 2; 2021-12-05: 2; 2022-01-09: 1; 2022-02-06: 1; 2022-03-06: 0
Ship Plan | WAT-S-279001743 (TUV Detector w/o SU Kit & w/o Box) | 4 | 8 |  |  | 4 |  |  |  | 8 |  |  |  | 8 |  |  |  | 4 |  |  | 2021-06-06: 8; 2021-07-04: 4; 2021-08-08: 8; 2021-09-05: 8; 2021-10-10: 4; 2021-11-07: 4; 2022-01-09: 0; 2022-02-06: 0; 2022-03-06: 0
|  | 66 | 121 | 220 | 232 | 240 | 236 | 227 | 233 | 240 | 228 | 230 | 219 | 164 | 814 | 0 | 0 | 4 | 806 |  | 0 | 0 | 0 | 812 | 0 | 0 | 0 | 4 | 829 | 0 | 0 | 0 | 831 | 0 | 0 | 0 | 826 | 0 | 0 | 0 | 0 | 972 | 0 | 0 | 0 | 967 | 0 | 0 | 0 | 960 | 0 | 0 | 0 | 0
Sum Pump shipment |  | 0 | 3 | 9 | 9 | 15 | 12 | 0 | 12 | 12 | 6 | 6 | 6 | 2 | 38 | 0 | 0 | 0 | 35 |  | 0 | 0 | 0 | 35 | 0 | 0 | 0 | 0 | 36 | 0 | 0 | 0 | 35 | 0 | 0 | 0 | 34 | 0 | 0 | 0 | 0 | 46 | 0 | 0 | 0 | 43 | 0 | 0 | 0 | 43 | 0 | 0 | 0 | 0 | 33 | 0 | 0 | 0 | 32 | 0 | 0 | 0 | 31 | 0 | 0 | 0
Sum Alliance shipment |  | 45 | 45 | 87 | 76 | 70 | 70 | 47 | 68 | 68 | 65 | 65 | 50 | 50 | 305 | 0 | 0 | 0 | 305 |  | 0 | 0 | 0 | 305 | 0 | 0 | 0 | 0 | 322 | 0 | 0 | 0 | 322 | 0 | 0 | 0 | 320 | 0 | 0 | 0 | 0 | 393 | 0 | 0 | 0 | 392 | 0 | 0 | 0 | 391 | 0 | 0 | 0 | 0 | 269 | 0 | 0 | 0 | 268 | 0 | 0 | 0 | 267 | 0 | 0 | 0 | `
Sum Detectors shipment |  | 128 | 234 | 440 | 464 | 476 | 472 | 454 | 466 | 472 | 456 | 460 | 438 | 320 | 1628 | 0 | 0 | 4 | 1612 |  | 0 | 0 | 0 | 1616 | 0 | 0 | 0 | 4 | 1658 | 0 | 0 | 0 | 1654 | 0 | 0 | 0 | 1644 | 0 | 0 | 0 | 0 | 1940 | 0 | 0 | 0 | 1930 | 0 | 0 | 0 | 1920 | 0 | 0 | 0 | 0 | 644 | 0 | 0 | 0 | 642 | 0 | 0 | 0 | 636 | 0 | 0 | 0
Sum BSM & QSM shipment |  | 20 | 26 | 42 | 48 | 54 | 54 | 36 | 48 | 48 | 50 | 48 | 42 | 28 | 167 | 0 | 0 | 0 | 167 |  | 0 | 0 | 0 | 165 | 0 | 0 | 0 | 0 | 152 | 0 | 0 | 0 | 152 | 0 | 0 | 0 | 151 | 0 | 0 | 0 | 0 | 185 | 0 | 0 | 0 | 185 | 0 | 0 | 0 | 184 | 0 | 0 | 0 | 0 | 186 | 0 | 0 | 0 | 185 | 0 | 0 | 0 | 184 | 0 | 0 | 0
| Sum weekly | 193 | 308 | 578 | 597 | 615 | 608 | 537 | 594 | 600 | 577 | 579 | 536 | 400 | 2138 | 0 | 0 | 4 | 2119 |  | 0 | 0 | 0 | 2121 | 0 | 0 | 0 | 4 | 2168 | 0 | 0 | 0 | 2163 | 0 | 0 | 0 | 2149 | 0 | 0 | 0 | 0 | 2564 | 0 | 0 | 0 | 2550 | 0 | 0 | 0 | 2538 | 0 | 0 | 0 | 0 | 1132 | 0 | 0 | 0 | 1127 | 0 | 0 | 0 | 1118 | 0 | 0 | 0
|  | 4 | 4 | 5 | 4 | 4 | 5 | 4 | 4 | 5 | 4 | 4 | 5
|  | Jan | Feb | Mar | Apr | May | Jun | Jul | Aug | Sep | Oct | Nov | Dec
| WAT207000 | 12 | 20 | 6 | 20 | 19 | 19 | 19 | 19 | 18 | 25 | 24 | 24
| 186001515 | 0 | 10 | 14 | 7 | 6 | 6 | 7 | 6 | 6 | 7 | 6 | 6
| 186001525 | 9 | 9 | 12 | 11 | 10 | 10 | 10 | 10 | 10 | 14 | 13 | 13
| 186001825 | 0 | 0 | 0 | 0 | 0 | 0 | 0 | 0 | 0 | 0 | 0 | 0
| 186269505 | 53 | 47 | 53 | 54 | 54 | 54 | 55 | 55 | 54 | 67 | 67 | 66
| 186269506 | 200 | 208 | 245 | 251 | 251 | 251 | 267 | 267 | 266 | 326 | 325 | 325
| 186015001 | 12 | 12 | 9 | 4 | 4 | 3 | 5 | 5 | 4 | 5 | 5 | 4
| 186015018 | 0 | 0 | 0 | 0 | 0 | 0 | 0 | 0 | 0 | 0 | 0 | 0
| 186015080 | 124 | 180 | 207 | 163 | 163 | 162 | 147 | 147 | 147 | 180 | 180 | 180
| 186248900 | 184 | 272 | 343 | 282 | 281 | 281 | 276 | 276 | 276 | 319 | 319 | 319
| 186002487 | 12 | 24 | 18 | 24 | 23 | 23 | 28 | 28 | 27 | 24 | 23 | 23
| 186015031 | 72 | 80 | 112 | 85 | 85 | 85 | 84 | 83 | 83 | 98 | 98 | 98
| 186018006 | 5 | 0 | 0 | 5 | 4 | 4 | 5 | 5 | 5 | 6 | 6 | 5
| 186017002 | 40 | 73 | 32 | 32 | 31 | 31 | 26 | 25 | 25 | 32 | 31 | 31
| 186017012 | 0 | 7 | 0 | 3 | 3 | 2 | 4 | 3 | 3 | 4 | 4 | 4
| 186002998 | 16 | 8 | 14 | 17 | 16 | 16 | 17 | 16 | 16 | 22 | 22 | 22
| 186299800 | 148 | 262 | 312 | 161 | 161 | 161 | 171 | 171 | 170 | 195 | 194 | 194
| 186017003 | 24 | 53 | 80 | 33 | 32 | 32 | 27 | 26 | 26 | 33 | 33 | 32
| 186015032 | 48 | 56 | 59 | 76 | 76 | 76 | 77 | 76 | 76 | 101 | 101 | 100
| 186015033 | 48 | 80 | 90 | 73 | 73 | 72 | 92 | 92 | 92 | 102 | 102 | 102
| 186018007 | 10 | 0 | 0 | 8 | 8 | 8 | 9 | 9 | 9 | 10 | 10 | 10
| 186015034 | 16 | 9 | 0 | 9 | 8 | 8 | 8 | 8 | 7 | 12 | 12 | 12
| 186015053 | 4 | 8 | 5 | 6 | 5 | 5 | 3 | 3 | 2 | 7 | 6 | 6
| 186017013 | 0 | 0 | 0 | 0 | 0 | 0 | 2 | 2 | 1 | 3 | 2 | 2
| 279001743 | 12 | 4 | 16 | 4 | 0 | 12 | 0 | 8 | 8 | 4 | 4 | 0
|  | 639 | 936 | 1081 | 818 | 806 | 816 | 829 | 831 | 826 | 972 | 967 | 960
|  | 639 | 936 | 1081 | 818 | 806 | 816 | 829 | 831 | 826 | 972 | 967 | 960
|  | 66 | 121 | 220 | 232 | 240 | 236 | 227 | 233 | 240 | 228 | 230 | 219 | 164 | 814 | 4 | 806 | 0 | 0 |  | 0 | 812 | 0 | 0 | 0 | 4 | 829 | 0 | 0 | 0 | 831 | 0 | 0 | 0 | 826 | 0 | 0 | 0 | 0 | 972 | 0 | 0 | 0 | 967 | 0 | 0 | 0 | 960 | 0 | 0 | 0 | 0
| 5031 | 72 | 80 | 112 | 85 | 85 | 85 | 84 | 83 | 83 | 98 | 98 | 98
| 1743 | 12 | 4 | 16 | 4 | 0 | 12 | 0 | 8 | 8 | 4 | 4 | 0
|  | 84 | 84 | 128 | 89 | 85 | 97 | 84 | 91 | 91 | 102 | 102 | 98
|  | 2021-01-01 | 2021-02-01 | 2021-03-01 | 2021-04-01 | 2021-05-01 | 2021-06-01 | 2021-07-01 | 2021-08-01 | 2021-09-01 | 2021-10-01 | 2021-11-01 | 2021-12-01 | Total per year | Total per Qtr
| Pumps | 21 | 39 | 18 | 59 | 31 | 15 | 69 | 27 | 0 | 45 | 44 | 42
| Alliance | 253 | 255 | 304 | 329 | 324 | 619 | 410 | 322 | 314 | 365 | 364 | 363
| BSM/QSM | 136 | 192 | 243 | 186 | 144 | 180 | 288 | 150 | 160 | 181 | 181 | 180
| Detector - Clean Room - 2498/TUV | 315 | 431 | 466 | 493 | 449 | 798 | 716 | 532 | 514 | 536 | 532 | 532
| Detector - Clean Room - 2988/PDA/Eλ | 258 | 446 | 477 | 453 | 415 | 889 | 603 | 448 | 436 | 519 | 518 | 515
| Detector - Main Line | 573 | 877 | 943 | 946 | 864 | 1687 | 1319 | 980 | 950 | 1055 | 1050 | 1047
Formulas:
Total per day = [Total per week]+7
Note on A33: Forecast dated 11-Dec-20
Note on L34: 1.5 days = 30% to pull in
Note on M34: 2 days = 40% to pull in.
Note on B35: Baan forecast date: next Sunday of Waters PO date. Eg: PO due on 7-Nov, Baan forecast date is 11-Nov.
Note on C40: 50% in wk 1.
Note on C41: 50% in wk 1.
Note on C44: target 50% in wk 1.
Note on C45: 50% in wk 1.
Note on C47: target 8u in wk 1.
Note on H49: 2u for Arc Premier
Note on I49: 18u for Arc Premier
Note on C52: 50% in wk 1.
Note on H53: 2u for Arc Premier
Note on I53: 18u for Arc Premier.
Note on C54: 50% in wk 1.
Note on C55: 50% in wk 1.
Note on C57: target 50% in wk 1
Note on C60: target 4u in wk 1
Note on C61: target 4u in wk 1

## Waters Calender
WATERS CORPORATION
2021 FISCAL CALENDAR
Cut off Wed
| Jan | Feb | Mar | Apr | May | Jun | Jul | Aug | Sep | Oct | Nov | Dec
Work days by month | 20 | 18 | 24 | 20 | 17 | 25 | 19 | 19 | 25 | 20 | 19 | 24
Work week by month | 4 | 4 | 5 | 4 | 4 | 5 | 4 | 4 | 5 | 4 | 4 | 5
Month-end date | 2021-01-29 | 2021-02-26 | 2021-03-31 | 2021-04-30 | 2021-05-28 | 2021-06-30 | 2021-07-30 | 2021-08-27 | 2021-09-30 | 2021-10-29 | 2021-11-26 | 2021-12-31
WATERS CORPORATION PRELIM!
2021 FISCAL CALENDAR
| 2021 | Qtr Wk | Yr Wk | S | M | T | W | T | F | S |  | Qtr Wk | Yr Wk | S | M | T | W | T | F | S
[9 empty] | 1 | 2 |  | 1 | 27 | 4 | 5 | 6 | 7 | 8 | 9 | 10
| JAN | 1 | 1 | 3 | 4 | 5 | 6 | 7 | 8 | 9 | JUL | 2 | 28 | 11 | 12 | 13 | 14 | 15 | 16 | 17
|  | 2 | 2 | 10 | 11 | 12 | 13 | 14 | 15 | 16 |  | 3 | 29 | 18 | 19 | 20 | 21 | 22 | 23 | 24
|  | 3 | 3 | 17 | 18 | 19 | 20 | 21 | 22 | 23 |  | 4 | 30 | 25 | 26 | 27 | 28 | 29 | 30 | 31
|  | 4 | 4 | 24 | 25 | 26 | 27 | 28 | 29 | 30
|  | 5 | 5 | 31 | 1 | 2 | 3 | 4 | 5 | 6 |  | 5 | 31 | 1 | 2 | 3 | 4 | 5 | 6 | 7
| FEB | 6 | 6 | 7 | 8 | 9 | 10 | 11 | 12 | 13 | AUG | 6 | 32 | 8 | 9 | 10 | 11 | 12 | 13 | 14
|  | 7 | 7 | 14 | 15 | 16 | 17 | 18 | 19 | 20 |  | 7 | 33 | 15 | 16 | 17 | 18 | 19 | 20 | 21
|  | 8 | 8 | 21 | 22 | 23 | 24 | 25 | 26 | 27 |  | 8 | 34 | 22 | 23 | 24 | 25 | 26 | 27 | 28
|  | 9 | 9 | 28 | 1 | 2 | 3 | 4 | 5 | 6 |  | 9 | 35 | 29 | 30 | 31 | 1 | 2 | 3 | 4
| MAR | 10 | 10 | 7 | 8 | 9 | 10 | 11 | 12 | 13 | SEP | 10 | 36 | 5 | 6 | 7 | 8 | 9 | 10 | 11
|  | 11 | 11 | 14 | 15 | 16 | 17 | 18 | 19 | 20 |  | 11 | 37 | 12 | 13 | 14 | 15 | 16 | 17 | 18
|  | 12 | 12 | 21 | 22 | 23 | 24 | 25 | 26 | 27 |  | 12 | 38 | 19 | 20 | 21 | 22 | 23 | 24 | 25
|  | 13 | 13 | 28 | 29 | 30 | 31 | 1 | 2 | 3 |  | 13 | 39 | 26 | 27 | 28 | 29 | 30 | 1 | 2
|  | 1 | 14 | 4 | 5 | 6 | 7 | 8 | 9 | 10 |  | 1 | 40 | 3 | 4 | 5 | 6 | 7 | 8 | 9
| APR | 2 | 15 | 11 | 12 | 13 | 14 | 15 | 16 | 17 | OCT | 2 | 41 | 10 | 11 | 12 | 13 | 14 | 15 | 16
|  | 3 | 16 | 18 | 19 | 20 | 21 | 22 | 23 | 24 |  | 3 | 42 | 17 | 18 | 19 | 20 | 21 | 22 | 23
|  | 4 | 17 | 25 | 26 | 27 | 28 | 29 | 30 | 1 |  | 4 | 43 | 24 | 25 | 26 | 27 | 28 | 29 | 30
|  | 5 | 18 | 2 | 3 | 4 | 5 | 6 | 7 | 8 |  | 5 | 44 | 31 | 1 | 2 | 3 | 4 | 5 | 6
| MAY | 6 | 19 | 9 | 10 | 11 | 12 | 13 | 14 | 15 | NOV | 6 | 45 | 7 | 8 | 9 | 10 | 11 | 12 | 13
|  | 7 | 20 | 16 | 17 | 18 | 19 | 20 | 21 | 22 |  | 7 | 46 | 14 | 15 | 16 | 17 | 18 | 19 | 20
|  | 8 | 21 | 23 | 24 | 25 | 26 | 27 | 28 | 29 |  | 8 | 47 | 21 | 22 | 23 | 24 | 25 | 26 | 27
|  | 9 | 22 | 30 | 31 | 1 | 2 | 3 | 4 | 5 |  | 9 | 48 | 28 | 29 | 30 | 1 | 2 | 3 | 4
| JUN | 10 | 23 | 6 | 7 | 8 | 9 | 10 | 11 | 12 | DEC | 10 | 49 | 5 | 6 | 7 | 8 | 9 | 10 | 11
|  | 11 | 24 | 13 | 14 | 15 | 16 | 17 | 18 | 19 |  | 11 | 50 | 12 | 13 | 14 | 15 | 16 | 17 | 18
|  | 12 | 25 | 20 | 21 | 22 | 23 | 24 | 25 | 26 |  | 12 | 51 | 19 | 20 | 21 | 22 | 23 | 24 | 25
|  | 13 | 26 | 27 | 28 | 29 | 30 | 1 | 2 | 3 |  | 13 | 52 | 26 | 27 | 28 | 29 | 30 | 31
[5 empty] | 2021 | 2020 | 2019 | 2018 | 2017 | 2016 | 2015 | 2014 | 2013 | 2012
|  |  | # days in Q1 |  | 93 | 88 | 89 | 90 | 91 | 93 | 94 | 88 | 89 | 91 |  |  | = Official Waters U. S. Holiday (full day)
|  |  | # days in Q2 |  | 91 | 91 | 91 | 91 | 91 | 91 | 91 | 91 | 91 | 91
|  |  | # days in Q3 |  | 91 | 91 | 91 | 91 | 91 | 91 | 91 | 91 | 91 | 91 |  |  | = Official Waters U. S. Holiday (1/2 day)
|  |  | # days in Q4 |  | 90 | 96 | 94 | 93 | 92 | 91 | 89 | 95 | 94 | 93
|  |  | # days in year |  | 365 | 366 | 365 | 365 | 365 | 366 | 365 | 365 | 365 | 366 |  | Day | = Earnings Release
2020 | Qtr Wk | Yr Wk | S | M | T | W | T | F | S |  | Qtr Wk | Yr Wk | S | M | T | W | T | F | S
| 1 | 1 |  |  |  | 1 | 2 | 3 | 4 |  | 1 | 27 | 28 | 29 | 30 | 1 | 2 | 3 | 4
JAN | 2 | 2 | 5 | 6 | 7 | 8 | 9 | 10 | 11 | JUL | 2 | 28 | 5 | 6 | 7 | 8 | 9 | 10 | 11
| 3 | 3 | 12 | 13 | 14 | 15 | 16 | 17 | 18 |  | 3 | 29 | 12 | 13 | 14 | 15 | 16 | 17 | 18
| 4 | 4 | 19 | 20 | 21 | 22 | 23 | 24 | 25 |  | 4 | 30 | 19 | 20 | 21 | 22 | 23 | 24 | 25
| 5 | 5 | 26 | 27 | 28 | 29 | 30 | 31 | 1 |  | 5 | 31 | 26 | 27 | 28 | 29 | 30 | 31 | 1
FEB | 6 | 6 | 2 | 3 | 4 | 5 | 6 | 7 | 8 | AUG | 6 | 32 | 2 | 3 | 4 | 5 | 6 | 7 | 8
| 7 | 7 | 9 | 10 | 11 | 12 | 13 | 14 | 15 |  | 7 | 33 | 9 | 10 | 11 | 12 | 13 | 14 | 15
| 8 | 8 | 16 | 17 | 18 | 19 | 20 | 21 | 22 |  | 8 | 34 | 16 | 17 | 18 | 19 | 20 | 21 | 22
| 9 | 9 | 23 | 24 | 25 | 26 | 27 | 28 | 29 |  | 9 | 35 | 23 | 24 | 25 | 26 | 27 | 28 | 29
MAR | 10 | 10 | 1 | 2 | 3 | 4 | 5 | 6 | 7 | SEP | 10 | 36 | 30 | 31 | 1 | 2 | 3 | 4 | 5
| 11 | 11 | 8 | 9 | 10 | 11 | 12 | 13 | 14 |  | 11 | 37 | 6 | 7 | 8 | 9 | 10 | 11 | 12
| 12 | 12 | 15 | 16 | 17 | 18 | 19 | 20 | 21 |  | 12 | 38 | 13 | 14 | 15 | 16 | 17 | 18 | 19
| 13 | 13 | 22 | 23 | 24 | 25 | 26 | 27 | 28 |  | 13 | 39 | 20 | 21 | 22 | 23 | 24 | 25 | 26
| 1 | 14 | 29 | 30 | 31 | 1 | 2 | 3 | 4 |  | 1 | 40 | 27 | 28 | 29 | 30 | 1 | 2 | 3
APR | 2 | 15 | 5 | 6 | 7 | 8 | 9 | 10 | 11 | OCT | 2 | 41 | 4 | 5 | 6 | 7 | 8 | 9 | 10
| 3 | 16 | 12 | 13 | 14 | 15 | 16 | 17 | 18 |  | 3 | 42 | 11 | 12 | 13 | 14 | 15 | 16 | 17
| 4 | 17 | 19 | 20 | 21 | 22 | 23 | 24 | 25 |  | 4 | 43 | 18 | 19 | 20 | 21 | 22 | 23 | 24
| 5 | 18 | 26 | 27 | 28 | 29 | 30 | 1 | 2 |  | 5 | 44 | 25 | 26 | 27 | 28 | 29 | 30 | 31
MAY | 6 | 19 | 3 | 4 | 5 | 6 | 7 | 8 | 9 | NOV | 6 | 45 | 1 | 2 | 3 | 4 | 5 | 6 | 7
| 7 | 20 | 10 | 11 | 12 | 13 | 14 | 15 | 16 |  | 7 | 46 | 8 | 9 | 10 | 11 | 12 | 13 | 14
| 8 | 21 | 17 | 18 | 19 | 20 | 21 | 22 | 23 |  | 8 | 47 | 15 | 16 | 17 | 18 | 19 | 20 | 21
| 9 | 22 | 24 | 25 | 26 | 27 | 28 | 29 | 30 |  | 9 | 48 | 22 | 23 | 24 | 25 | 26 | 27 | 28
JUN | 10 | 23 | 31 | 1 | 2 | 3 | 4 | 5 | 6 | DEC | 10 | 49 | 29 | 30 | 1 | 2 | 3 | 4 | 5
| 11 | 24 | 7 | 8 | 9 | 10 | 11 | 12 | 13 |  | 11 | 50 | 6 | 7 | 8 | 9 | 10 | 11 | 12
| 12 | 25 | 14 | 15 | 16 | 17 | 18 | 19 | 20 |  | 12 | 51 | 13 | 14 | 15 | 16 | 17 | 18 | 19
| 13 | 26 | 21 | 22 | 23 | 24 | 25 | 26 | 27 |  | 13 | 52 | 20 | 21 | 22 | 23 | 24 | 25 | 26
[13 empty] | 27 | 28 | 29 | 30 | 31
|  |  |  | 2020 | 2019 | 2018 | 2017 | 2016 | 2015 | 2014 | 1: 2013; 27: 2012
|  | # days in Q1 |  | 88 | 89 | 90 | 91 | 93 | 94 | 88 | 1: 89; 27: 91; 30: =; 2: Official Waters U. S. Holiday (full day)
|  | # days in Q2 |  | 91 | 91 | 91 | 91 | 91 | 91 | 91 | 1: 91; 27: 91
|  | # days in Q3 |  | 91 | 91 | 91 | 91 | 91 | 91 | 91 | 1: 91; 27: 91; 30: =; 2: Official Waters U. S. Holiday (1/2 day)
|  | # days in Q4 |  | 96 | 94 | 93 | 92 | 91 | 89 | 95 | 1: 94; 27: 93
|  | # days in year |  | 366 | 365 | 365 | 365 | 366 | 365 | 365 | 1: 365; 27: 366; 29: Day; 30: =; 2: Earnings Release
Singapore Holidays
|  | 1 Jan 2020 | : New Year’s Day |  | Wednesday
|  | 25 Jan 2020 | : Chinese New Year |  | Saturday
|  | 26 Jan 2020* | : Chinese New Year |  | Sunday
|  | 10 Apr 2020 | : Good Friday |  | Friday
|  | 1 May 2020 | : Labour Day |  | Friday
|  | 7 May 2020 | : Vesak Day |  | Thursday
|  | 24 May 2020* | : Hari Raya Puasa |  | Sunday
|  | 31 July 2020 | : Hari Raya Haji |  | Friday
|  | 9 Aug 2020* | : National Day |  | Sunday
|  | 14 Nov 2020 | : Deepavali |  | Saturday
|  | 25 Dec 2020 | : Christmas Day |  | Friday
*The following Monday will be a public holiday.
PENDING FINALIZATION OF HOLIDAYS !!!! WIll be updated once dates are finalized. 9/21 *mh*