## Cover page
Calibration Quote no.: Waters Pacific Pte Ltd WAT-Q-010720-SG-AMY-REV[2]
Singapore Sales office
Micro Precision Calibration Pte Ltd
​​
Block 5008 Ang Mo Kio Avenue 5 #07-02/03 TechPlace II
Singapore 569874
Fax: (65) 6748-4349 Tel: (65) 6748 4384
Customer Name: | Waters Pacific Pte Ltd
Address: | 1 Science Park Road,#02-08 The Capricorn #02-08 The Capricorn
Singapore Science Park II, Singapore 117528
City, State, Zip: | Singapore
Contact Name: | Luo HuaZhen
Contact Number : | 65 6593 7044
Email: | huazhen_luo@waters.com
Waters Pacific Pte Ltd | Quoted Price for year 2020 (USD)
Calibration Total Cost exclude GST (USD) | 13240.74
Calibration Total Cost include 7% GST (USD) | 14167.59
Remark:
1) No onsite fee charges for local Weighing Balance HR200 and StarLite 150 . inform MPC at lease 1 weeks time early to schedule onsite date
2) Calibration Interval 6 months will charge 2 times price per year.
Notes Calibration Notes | Calibration Notes
Payment Terms: NET 30
PO is required before | *Calibration Location:
items will be process and calibrated. | Calibrated at Customer Site/ MPC
PO and Payment should be addressed to: | *Calibration Schedule:
Micro Precision Calibration Pte Ltd | To be determined
Co. Registration No.: 201101243R | *Turnaround time: 5 to 7 working days unless otherwise specified
Block 5008 Ang Mo Kio Avenue 5 #07-02/03 TechPlace II, Singapore 569874 | 7 days (Incase perform at MPC site)
Please send document to | Equipment Adds or Reductions:
Micro Precision Calibration Pte Ltd | Customer can add equipment during On Site Calibration Services. This
Block 5008 Ang Mo Kio Avenue 5 #07-02/03 TechPlace II, Singapore 569874 | request must be done in writing. A quote will be provided for
Tel. (65)-6748 4384, Fax:(65)-6748 4349 | the additional equipment and must be approved by the customer before the
equipment is done.
Bank Details:
Beneficiary's Name : Micro Precision Calibration Pte Ltd | Units Found Out of Tolerance or Defective:
Account No. :0102317372 | For units that are found out of tolerance, as a standard procedure MPC
Account Type : Savings Deposit | Technicians will adjust equipment to manufacturers specifications unless
A/C with Bank Name : Standard Chartered Bank | otherwise requested by customer.
A/C with Bank Branch : 001
Country Name : Singapore | MPC would like to request the opportunity to quote repair of these
Bank Address : 6 Battery Rd, Singapore 049909 | instruments at a local MPC repair center
Swift Code : SCBLSGSG
Quotation Validity:
Limited Liability:
MPC liability here-under shall be limited to the repair, restoration, or
Onsite Service Notes (When Applicable): | replacement of equipment items to the required calibration condition
- Item On Site Fee (Includes all Travel, Lodging, and Transport of our | or better in which they were received.
Standards to do the job) | by MPC upon pickup and/or serviced at the Customers facility.
Customer to Provide Suitable Calibration Area that meets our Environmental | - In event, the items were found defective due to mishandling
Requirements to do the job | during the service after joint investigation, MPC will take
Customer Should Schedule the availability of their Equipment for Calibration | responsibility to re-calibrate or repair it with no additional
as to not cause Delay | charge.
Singapore Sales office
Micro Precision Calibration Pte Ltd
Co. Registration No.: 201101243R
Block 5008 Ang Mo Kio Avenue 5 #07-04 TechPlace II, Singapore 569874
Contact: (65) 6748 4384
Fax: (65) 6748 4349
sg-contact@microprecision.com

## MPC Quot Rev00
| EQUIPMENT DESCRIPTION | MANUFACTURER / DISTRIBUTOR | MODEL | SN | EQUIPMENT LOCATION | INTERVAL | MPC-2020 Price (USD) | Remark | Total Cost
29 | Electrical Safety Analyzer | Chroma | 19032 | 19032G400225 | CEI | 12 | 218.5185 |  | 218.5185
30 | Load Box | Chroma | S14-03 | 14354696 | CEI | 12 | 77.7778 |  | 77.7778
63 | Digital Thermometer with Probe (K type) | Fluke | 51 II | 89280141 | Flex | 12 | 66.6667 |  | 66.6667
64 | Electronic Weigh Balance | AND | HR200 | 12305757 | Flex | 6 | 51.8519 | Price will x2 due to cal cycle 6 month | 103.7037
67 | Electronic Weigh Balance | AND | HR200 | 12200404 | Flex | 6 | 51.8519 | Price will x2 due to cal cycle 6 month | 103.7037
69 | Electronic Weigh Balance | AND | HR200 | 12303279 | Flex | 6 | 51.8519 | Price will x2 due to cal cycle 6 month | 103.7037
71 | Electronic Weigh Balance | AND | HR200 | 12315717 | Flex | 6 | 51.8519 | Price will x2 due to cal cycle 6 month | 103.7037
72 | Digital Multimeter | Fluke | 110 | 85730619 | Flex | 12 | 51.8519 |  | 51.8519
73 | Digital Multimeter | Fluke | 179 | 90240092 | Flex | 12 | 51.8519 |  | 51.8519
74 | Electrical Safety Analyzer | Quadtech | Guardian 6000 | 5037655 | Flex | 12 | 218.5185 |  | 218.5185
75 | Pressure Calibrator | Ametek | APC10KGINDG | 9093205 | Flex | 12 | 133.3333 | up to 10k psi | 133.3333
77 | Electronic Weigh Balance | AND | HR200 | 12316922 | Flex | 6 | 51.8519 | Price will x2 due to cal cycle 6 month | 103.7037
78 | High Voltage Probe | Fluke | 80K-6 | 89200011 | Flex | 12 | No Capability | USD 74.07 (up to 1Kv)
79 | Clamp Meter | Kyoritsu | 2033 | 66386 | Flex | 12 | 74.0741 |  | 74.0741
80 | Electrical Safety Analyzer | Quadtech | Guardian 6000 | 6069766 | Flex | 12 | 218.5185 |  | 218.5185
81 | Picoammeter | Keithley | 485 | 310788 | Flex | 12 | No Capability | can do normal calibration with data only
82 | Picoammeter | Keithley | 485 | 435110 | Flex | 12 | No Capability | can do normal calibration with data only
83 | Electrical Safety Analyzer | Quadtech | Guardian 6000 Plus | 8280865 | Flex | 12 | 218.5185 |  | 218.5185
84 | Liquilaz | Particle Measuring Systems | E20P |  | Flex | 12 | No Capability | can do normal calibration with data only
86 | Electronic Weigh Balance | AND | HR200 | 12326186 | Flex | 6 | 51.8519 | Price will x2 due to cal cycle 6 month | 103.7037
88 | Electronic Weigh Balance | AND | HR200 | 12326300 | Flex | 6 | 51.8519 | Price will x2 due to cal cycle 6 month | 103.7037
90 | Electronic Weigh Balance | AND | HR200 | 12324733 | Flex | 6 | 51.8519 | Price will x2 due to cal cycle 6 month | 103.7037
92 | Electronic Weigh Balance | AND | HR200 | 12326184 | Flex | 6 | 51.8519 | Price will x2 due to cal cycle 6 month | 103.7037
94 | Electronic Weigh Balance | AND | HR200 | 12326187 | Flex | 6 | 51.8519 | Price will x2 due to cal cycle 6 month | 103.7037
96 | Electronic Weigh Balance | AND | HR200 | 12326180 | Flex | 6 | 51.8519 | Price will x2 due to cal cycle 6 month | 103.7037
98 | Electronic Weigh Balance | AND | HR200 | 12326190 | Flex | 6 | 51.8519 | Price will x2 due to cal cycle 6 month | 103.7037
100 | Electronic Weigh Balance | AND | HR200 | 12326279 | Flex | 6 | 51.8519 | Price will x2 due to cal cycle 6 month | 103.7037
102 | Torque Wrench | Snap-on | QD2R1000 | 1009032663 | Flex | 6 | 37.037 | Price will x2 due to cal cycle 6 month | 74.0741
104 | Dial Depth Gauge | Mitutoyo | 2904S / 7217S | LQY537 / 000943 | Flex | 6 | 22.2222 | Price will x2 due to cal cycle 6 month | 44.4444
106 | Dial Indicator | Mitutoyo | 2514S | JDY576 | Flex | 6 | 22.2222 | Price will x2 due to cal cycle 6 month | 44.4444
107 | Mass Flow Meter | Aalborg | GFM17 | 170609-1 | Flex | 12 | No Capability
109 | Torque Wrench | Snap-on | QD1R200 | 408302147 | Flex | 6 | 37.037 | Price will x2 due to cal cycle 6 month | 74.0741
110 | Electrical Safety Analyzer | Chroma | 19032 | 19032G000182 | Flex | 12 | 218.5185 |  | 218.5185
111 | Macbeth Lighting | X-Rite | Judge II | C61093261217 | Flex | 12 | No Capability | No Capability
113 | Electronic Weigh Balance | AND | HR200 | 12336741 | Flex | 6 | 51.8519 | Price will x2 due to cal cycle 6 month | 103.7037
114 | Load Box | Chroma | S14-03 | 14354695 | Flex | 12 | 77.7778 |  | 77.7778
115 | Load Box | Chroma | S14-03 | 14354681 | Flex | 12 | 77.7778 |  | 77.7778
116 | Load Box | Chroma | S14-03 | 14354691 | Flex | 12 | 77.7778 |  | 77.7778
117 | Load Box | Chroma | S14-03 | 7322788 | Flex | 12 | 77.7778 |  | 77.7778
118 | Benchtop Measuring Machine | Quality Vision International | StarLite 150 | RSL1002609 | Flex | 12 | 333.3333 | Follow previous cal cert | 333.3333
136 | Light Box | X-Rite | JUDGE II | C61093251217 | Venture (LC) | 12 | No Capability | No Capability
171 | VXI 6 1/2 Digit Multimeter | Racal-Dana Instruments, inc. | 4152A | US38010437 | Venture PCBA (LC) | 12 | 296.2963 |  | 296.2963
172 | VXI 6 1/2 Digit Multimeter | Racal-Dana Instruments, Inc. | 4152A | US38010248 | Venture PCBA (LC) | 12 | 296.2963 |  | 296.2963
173 | VXI Universal Counter 200 MHZ | Racal-Dana Instruments, inc. | 2461-CD | 03070017 | Venture PCBA (LC) | 12 | 296.2963 |  | 296.2963
174 | VXI Universal Counter 200 MHZ | Racal-Dana Instruments, Inc. | 2461-CD | 1210 | Venture PCBA (LC) | 12 | 296.2963 |  | 296.2963
175 | VXI Waveform Generator | Racal-Dana Instruments, Inc. | 3151A+ | 9809972 | Venture PCBA (LC) | 12 | 222.2222 |  | 222.2222
176 | VXI Waveform Generator | Racal-Dana Instruments, inc. | 3151A+ | 0101813 | Venture PCBA (LC) | 12 | 222.2222 |  | 222.2222
179 | DIGITAL PHOSPOR OSCILLOSCOPE | Tektronix | TDS3054C | C020604 | Venture (MS) | 12 | 192.5926 |  | 192.5926
181 | Digital Gram Balance - WP07 (Weighing Scale) | AND | HR-200 | 12335004 (93371) | Venture (LC) | 6 | 51.8519 | Price will x2 due to cal cycle 6 month | 103.7037
183 | Digital Gram Balance - WP07 (Weighing Scale) | AND | HR-200 | 12333739 (93373) | Venture (LC) | 6 | 51.8519 | Price will x2 due to cal cycle 6 month | 103.7037
185 | Digital Gram Balance - WP07 (Weighing Scale) | AND | HR-200 | 12333783 (93372) | Venture (LC) | 6 | 51.8519 | Price will x2 due to cal cycle 6 month | 103.7037
187 | Digital Gram Balance - WP07 (Weighing Scale) | AND | HR-200 | 12333730 (93370) | Venture (LC) | 6 | 51.8519 | Price will x2 due to cal cycle 6 month | 103.7037
189 | Digital Gram Balance - WP07 (Weighing Scale) | AND | HR-200 | 12316088 (90966) | Venture (LC) | 6 | 51.8519 | Price will x2 due to cal cycle 6 month | 103.7037
191 | Digital Gram Balance - WP07 (Weighing Scale) | AND | HR-200 | 12336767(94322) | Venture (LC) | 6 | 51.8519 | Price will x2 due to cal cycle 6 month | 103.7037
192 | Multimeter / Data Acquisition System | Keithley | Keithley 2700 | 1227711 | Venture (LC) | 12 | 133.3333 |  | 133.3333
193 | Digital Process Indicators | Chroma | DP81R-SER-DC2 | 09030136 | Venture (LC) | 12 | 133.3333 |  | 133.3333
194 | Digital Process Indicator C/W Probe | Omega | DP 80 | TE83013-2 (10060165) | Venture (LC) | 12 | 133.3333 |  | 133.3333
195 | Electrical Safety Analyzer | Chroma | 19032 | 19032G400264 (ID#93467) | Venture (LC) | 12 | 218.5185 |  | 218.5185
196 | Electrical Safety Analyzer | QuadTech | Guardian 6000 | 7312754 (ID#91356) | Venture (LC) | 12 | 218.5185 |  | 218.5185
197 | Electrical Safety Analyzer | QuadTech | Guardian 6000 | 5278621 (ID#91693) | Venture (LC) | 12 | 218.5185 |  | 218.5185
198 | Electrical Safety Analyzer | QuadTech | 6000 Plus | 11173729 (ID#91890) | Venture (LC) | 12 | 218.5185 |  | 218.5185
199 | Load Box | Chroma | S14-03 | 7322783 | Venture (LC) | 12 | 77.7778 |  | 77.7778
200 | Load Box | Chroma | S14-03 | 7322786 | Venture (LC) | 12 | 77.7778 |  | 77.7778
201 | Load Box | Chroma | S14-03 | 14354687 | Venture (LC) | 12 | 77.7778 |  | 77.7778
202 | Load Box | Chroma | S14-03 | 14354682 | Venture (LC) | 12 | 77.7778 |  | 77.7778
203 | Load Box | Chroma | S14-03 | 14354698 | Venture (LC) | 12 | 77.7778 |  | 77.7778
204 | Pat and Flash Tester | Seaward Electronic | CLARE HAL 104 | 34J-0747 | Venture (LC) | 12 | 414.8148 |  | 414.8148
205 | Insulation Tester | Megger | MIT400 | 0703071132 | Venture (MS) | 12 | 111.1111 |  | 111.1111
226 | Leak Detector | Leybold | PhoenixL 300i | 90001301209 | Venture (MS) | 15 | No Capability
48 | HP66103A DC Power Module 35V/4.5A | Agilent Technologies | 66103A | US34212664 | CEI PCBA | 12 | 125.9259 |  | 125.9259
49 | HP66103A DC Power Module 35V/4.5A | Agilent Technologies | 66103A | US34212667 | CEI PCBA | 12 | 125.9259 |  | 125.9259
50 | HP66103A DC Power Module 35V/4.5A | Agilent Technologies | 66103A | US34212669 | CEI PCBA | 12 | 125.9259 |  | 125.9259
51 | HP66103A DC Power Module 35V/4.5A | Agilent Technologies | 66103A | US34212670 | CEI PCBA | 12 | 125.9259 |  | 125.9259
52 | HP66103A DC Power Module 35V/4.5A | Agilent Technologies | 66103A | US34212672 | CEI PCBA | 12 | 125.9259 |  | 125.9259
53 | HP66101A DC Power Module 8V/16A | Agilent Technologies | 66101A | US34442070 | CEI PCBA | 12 | 125.9259 |  | 125.9259
54 | HP66101A DC Power Module 8V/16A | Agilent Technologies | 66101A | MY40000535 | CEI PCBA | 12 | 125.9259 |  | 125.9259
55 | Electronic Load | Hewlett Packard | 60502B | US37244128 | CEI PCBA | 12 | 133.3333 |  | 133.3333
56 | Electronic Load | Hewlett Packard | 60502B | US37244138 | CEI PCBA | 12 | 133.3333 |  | 133.3333
57 | Electronic Load | Hewlett Packard | 60502B | US37244141 | CEI PCBA | 12 | 133.3333 |  | 133.3333
58 | Tektronics 4-Channel Digitizing Oscilloscope | Tektronix | TDS460A | B071897 | CEI PCBA | 12 | 207.4074 |  | 207.4074
59 | Electronic Load | Hewlett Packard | 60502B | US37243391 | CEI PCBA | 12 | 133.3333 |  | 133.3333
60 | Electronic Load | Hewlett Packard | 60502B | US37244144 | CEI PCBA | 12 | 133.3333 |  | 133.3333
61 | Electronic Load | Hewlett Packard | 60502A | 3011A-01246 | CEI PCBA | 12 | 133.3333 |  | 133.3333
121 | Universal Front End Tester | National Instruments | PCI-6025E | 1347EFD | Flex Senai | 12 | 244.4444 |  | 244.4444
137 | DC Electronic Load module | Hewlett Packard | 60502B | 3211A01907 | Venture PCBA (LC) | 12 | 133.3333 |  | 133.3333
138 | DC Electronic Load module | Hewlett Packard | 60502B | 3211A01876 | Venture PCBA (LC) | 12 | 133.3333 |  | 133.3333
139 | DC Electronic Load module | Hewlett Packard | 60502B | 3211A01587 | Venture PCBA (LC) | 12 | 133.3333 |  | 133.3333
140 | DC Electronic Load module | Hewlett Packard | 60502B | 3211A02210 | Venture PCBA (LC) | 12 | 133.3333 |  | 133.3333
141 | DC Electronic Load module | Hewlett Packard | 60502B | 3211A01795 | Venture PCBA (LC) | 12 | 133.3333 |  | 133.3333
142 | DC Electronic Load module | Hewlett Packard | 60502B | 3211A00920 | Venture PCBA (LC) | 12 | 133.3333 |  | 133.3333
149 | DC POWER SUPPLY MODULE | Hewlett Packard | 66103A | US34213251 | Venture PCBA (LC) | 12 | 125.9259 |  | 125.9259
150 | DC POWER SUPPLY MODULE | Hewlett Packard | 66103A | US34213252 | Venture PCBA (LC) | 12 | 125.9259 |  | 125.9259
151 | DC POWER SUPPLY MODULE | Hewlett Packard | 66103A | US34213090 | Venture PCBA (LC) | 12 | 125.9259 |  | 125.9259
152 | DC POWER SUPPLY MODULE | Hewlett Packard | 66103A | US34213209 | Venture PCBA (LC) | 12 | 125.9259 |  | 125.9259
153 | DC POWER SUPPLY MODULE | Hewlett Packard | 66101A | 3444A02477 | Venture PCBA (LC) | 12 | 125.9259 |  | 125.9259
154 | DC POWER SUPPLY MODULE | Hewlett Packard | 66103A | US34213216 | Venture PCBA (LC) | 12 | 125.9259 |  | 125.9259
155 | DC POWER SUPPLY MODULE | Hewlett Packard | 66101A | 3444A02507 | Venture PCBA (LC) | 12 | 125.9259 |  | 125.9259
168 | Oscillascope | Tektronix | TDS460A | B060926 | Venture PCBA (LC) | 12 | 207.4074 |  | 207.4074
169 | PCI 6025E | National Instruments | 6025E | C57A10 | Venture PCBA (LC) | 12 | 244.4444 |  | 244.4444
223 | DC Electronic Load mainframe | Hewlett Packard | 6050A | 3312A02661 | Venture PCBA (LC) | 12 | F.O.C |  | F.O.C
224 | MPS MAINFRAME | Hewlett Packard | 66000A | US35221282 | Venture PCBA (LC) | 12 | F.O.C |  | F.O.C
177 | 6 1/2 DIGITAL MULTIMETER | Agilent Technologies | 34411A | MY48003234 | Venture PCBA (MS) | 12 | 118.5185 |  | 118.5185
178 | 20 MHZ FUNCTION/ARBITRARY WAVEFORM GENERATOR | Agilent Technologies | 33220A | MY44015802 | Venture PCBA (MS) | 12 | 237.037 |  | 237.037
179 | Electronic Weigh Balance | AND | HR200 | 12303631 | Flex | 6 | 51.8519 | Price will x2 due to cal cycle 6 month | 103.7037
[8 empty] | Total cost exclude GST | 13240.7407
[8 empty] | Total cost include 7% GST | 14167.5926

## Half Yearly Cal
| EQUIPMENT DESCRIPTION | MANUFACTURER / DISTRIBUTOR | MODEL | SN | EQUIPMENT LOCATION | INTERVAL | MPC-2020 Price (USD) | Remark | Total Cost
64 | Electronic Weigh Balance | AND | HR200 | 12305757 | Flex | 6 | 51.8519 | Price will x2 due to cal cycle 6 month | 103.7037
67 | Electronic Weigh Balance | AND | HR200 | 12200404 | Flex | 6 | 51.8519 | Price will x2 due to cal cycle 6 month | 103.7037
69 | Electronic Weigh Balance | AND | HR200 | 12303279 | Flex | 6 | 51.8519 | Price will x2 due to cal cycle 6 month | 103.7037
71 | Electronic Weigh Balance | AND | HR200 | 12315717 | Flex | 6 | 51.8519 | Price will x2 due to cal cycle 6 month | 103.7037
77 | Electronic Weigh Balance | AND | HR200 | 12316922 | Flex | 6 | 51.8519 | Price will x2 due to cal cycle 6 month | 103.7037
86 | Electronic Weigh Balance | AND | HR200 | 12326186 | Flex | 6 | 51.8519 | Price will x2 due to cal cycle 6 month | 103.7037
88 | Electronic Weigh Balance | AND | HR200 | 12326300 | Flex | 6 | 51.8519 | Price will x2 due to cal cycle 6 month | 103.7037
90 | Electronic Weigh Balance | AND | HR200 | 12324733 | Flex | 6 | 51.8519 | Price will x2 due to cal cycle 6 month | 103.7037
92 | Electronic Weigh Balance | AND | HR200 | 12326184 | Flex | 6 | 51.8519 | Price will x2 due to cal cycle 6 month | 103.7037
94 | Electronic Weigh Balance | AND | HR200 | 12326187 | Flex | 6 | 51.8519 | Price will x2 due to cal cycle 6 month | 103.7037
96 | Electronic Weigh Balance | AND | HR200 | 12326180 | Flex | 6 | 51.8519 | Price will x2 due to cal cycle 6 month | 103.7037
98 | Electronic Weigh Balance | AND | HR200 | 12326190 | Flex | 6 | 51.8519 | Price will x2 due to cal cycle 6 month | 103.7037
100 | Electronic Weigh Balance | AND | HR200 | 12326279 | Flex | 6 | 51.8519 | Price will x2 due to cal cycle 6 month | 103.7037
102 | Torque Wrench | Snap-on | QD2R1000 | 1009032663 | Flex | 6 | 37.037 | Price will x2 due to cal cycle 6 month | 74.0741
104 | Dial Depth Gauge | Mitutoyo | 2904S / 7217S | LQY537 / 000943 | Flex | 6 | 22.2222 | Price will x2 due to cal cycle 6 month | 44.4444
106 | Dial Indicator | Mitutoyo | 2514S | JDY576 | Flex | 6 | 22.2222 | Price will x2 due to cal cycle 6 month | 44.4444
109 | Torque Wrench | Snap-on | QD1R200 | 408302147 | Flex | 6 | 37.037 | Price will x2 due to cal cycle 6 month | 74.0741
113 | Electronic Weigh Balance | AND | HR200 | 12336741 | Flex | 6 | 51.8519 | Price will x2 due to cal cycle 6 month | 103.7037
181 | Digital Gram Balance - WP07 (Weighing Scale) | AND | HR-200 | 12335004 (93371) | Venture (LC) | 6 | 51.8519 | Price will x2 due to cal cycle 6 month | 103.7037
183 | Digital Gram Balance - WP07 (Weighing Scale) | AND | HR-200 | 12333739 (93373) | Venture (LC) | 6 | 51.8519 | Price will x2 due to cal cycle 6 month | 103.7037
185 | Digital Gram Balance - WP07 (Weighing Scale) | AND | HR-200 | 12333783 (93372) | Venture (LC) | 6 | 51.8519 | Price will x2 due to cal cycle 6 month | 103.7037
187 | Digital Gram Balance - WP07 (Weighing Scale) | AND | HR-200 | 12333730 (93370) | Venture (LC) | 6 | 51.8519 | Price will x2 due to cal cycle 6 month | 103.7037
189 | Digital Gram Balance - WP07 (Weighing Scale) | AND | HR-200 | 12316088 (90966) | Venture (LC) | 6 | 51.8519 | Price will x2 due to cal cycle 6 month | 103.7037
191 | Digital Gram Balance - WP07 (Weighing Scale) | AND | HR-200 | 12336767(94322) | Venture (LC) | 6 | 51.8519 | Price will x2 due to cal cycle 6 month | 103.7037
179 | Electronic Weigh Balance | AND | HR200 | 12303631 | Flex | 6 | 51.8519 | Price will x2 due to cal cycle 6 month | 103.7037

## Yearly Cal
| EQUIPMENT DESCRIPTION | MANUFACTURER / DISTRIBUTOR | MODEL | SN | EQUIPMENT LOCATION | INTERVAL | MPC-2020 Price (USD) | Remark | Total Cost | Due Date
29 | Electrical Safety Analyzer | Chroma | 19032 | 19032G400225 | CEI | 12 | 218.5185 |  | 218.5185
30 | Load Box | Chroma | S14-03 | 14354696 | CEI | 12 | 77.7778 |  | 77.7778
63 | Digital Thermometer with Probe (K type) | Fluke | 51 II | 89280141 | Flex | 12 | 66.6667 |  | 66.6667
72 | Digital Multimeter | Fluke | 110 | 85730619 | Flex | 12 | 51.8519 |  | 51.8519
73 | Digital Multimeter | Fluke | 179 | 90240092 | Flex | 12 | 51.8519 |  | 51.8519
74 | Electrical Safety Analyzer | Quadtech | Guardian 6000 | 5037655 | Flex | 12 | 218.5185 |  | 218.5185
75 | Pressure Calibrator | Ametek | APC10KGINDG | 9093205 | Flex | 12 | 133.3333 | up to 10k psi | 133.3333
78 | High Voltage Probe | Fluke | 80K-6 | 89200011 | Flex | 12 | No Capability | USD 74.07 (up to 1Kv)
79 | Clamp Meter | Kyoritsu | 2033 | 66386 | Flex | 12 | 74.0741 |  | 74.0741
80 | Electrical Safety Analyzer | Quadtech | Guardian 6000 | 6069766 | Flex | 12 | 218.5185 |  | 218.5185
81 | Picoammeter | Keithley | 485 | 310788 | Flex | 12 | No Capability | can do normal calibration with data only
82 | Picoammeter | Keithley | 485 | 435110 | Flex | 12 | No Capability | can do normal calibration with data only
83 | Electrical Safety Analyzer | Quadtech | Guardian 6000 Plus | 8280865 | Flex | 12 | 218.5185 |  | 218.5185
84 | Liquilaz | Particle Measuring Systems | E20P |  | Flex | 12 | No Capability | can do normal calibration with data only
107 | Mass Flow Meter | Aalborg | GFM17 | 170609-1 | Flex | 12 | No Capability
110 | Electrical Safety Analyzer | Chroma | 19032 | 19032G000182 | Flex | 12 | 218.5185 |  | 218.5185
111 | Macbeth Lighting | X-Rite | Judge II | C61093261217 | Flex | 12 | No Capability | No Capability
114 | Load Box | Chroma | S14-03 | 14354695 | Flex | 12 | 77.7778 |  | 77.7778
115 | Load Box | Chroma | S14-03 | 14354681 | Flex | 12 | 77.7778 |  | 77.7778
116 | Load Box | Chroma | S14-03 | 14354691 | Flex | 12 | 77.7778 |  | 77.7778
117 | Load Box | Chroma | S14-03 | 7322788 | Flex | 12 | 77.7778 |  | 77.7778
118 | Benchtop Measuring Machine | Quality Vision International | StarLite 150 | RSL1002609 | Flex | 12 | 333.3333 | Follow previous cal cert | 333.3333
136 | Light Box | X-Rite | JUDGE II | C61093251217 | Venture (LC) | 12 | No Capability | No Capability
171 | VXI 6 1/2 Digit Multimeter | Racal-Dana Instruments, inc. | 4152A | US38010437 | Venture PCBA (LC) | 12 | 296.2963 |  | 296.2963
172 | VXI 6 1/2 Digit Multimeter | Racal-Dana Instruments, Inc. | 4152A | US38010248 | Venture PCBA (LC) | 12 | 296.2963 |  | 296.2963
173 | VXI Universal Counter 200 MHZ | Racal-Dana Instruments, inc. | 2461-CD | 03070017 | Venture PCBA (LC) | 12 | 296.2963 |  | 296.2963
174 | VXI Universal Counter 200 MHZ | Racal-Dana Instruments, Inc. | 2461-CD | 1210 | Venture PCBA (LC) | 12 | 296.2963 |  | 296.2963
175 | VXI Waveform Generator | Racal-Dana Instruments, Inc. | 3151A+ | 9809972 | Venture PCBA (LC) | 12 | 222.2222 |  | 222.2222
176 | VXI Waveform Generator | Racal-Dana Instruments, inc. | 3151A+ | 0101813 | Venture PCBA (LC) | 12 | 222.2222 |  | 222.2222
179 | DIGITAL PHOSPOR OSCILLOSCOPE | Tektronix | TDS3054C | C020604 | Venture (MS) | 12 | 192.5926 |  | 192.5926
192 | Multimeter / Data Acquisition System | Keithley | Keithley 2700 | 1227711 | Venture (LC) | 12 | 133.3333 |  | 133.3333
193 | Digital Process Indicators | Chroma | DP81R-SER-DC2 | 09030136 | Venture (LC) | 12 | 133.3333 |  | 133.3333
194 | Digital Process Indicator C/W Probe | Omega | DP 80 | TE83013-2 (10060165) | Venture (LC) | 12 | 133.3333 |  | 133.3333
195 | Electrical Safety Analyzer | Chroma | 19032 | 19032G400264 (ID#93467) | Venture (LC) | 12 | 218.5185 |  | 218.5185
196 | Electrical Safety Analyzer | QuadTech | Guardian 6000 | 7312754 (ID#91356) | Venture (LC) | 12 | 218.5185 |  | 218.5185
197 | Electrical Safety Analyzer | QuadTech | Guardian 6000 | 5278621 (ID#91693) | Venture (LC) | 12 | 218.5185 |  | 218.5185
198 | Electrical Safety Analyzer | QuadTech | 6000 Plus | 11173729 (ID#91890) | Venture (LC) | 12 | 218.5185 |  | 218.5185
199 | Load Box | Chroma | S14-03 | 7322783 | Venture (LC) | 12 | 77.7778 |  | 77.7778
200 | Load Box | Chroma | S14-03 | 7322786 | Venture (LC) | 12 | 77.7778 |  | 77.7778
201 | Load Box | Chroma | S14-03 | 14354687 | Venture (LC) | 12 | 77.7778 |  | 77.7778
202 | Load Box | Chroma | S14-03 | 14354682 | Venture (LC) | 12 | 77.7778 |  | 77.7778
203 | Load Box | Chroma | S14-03 | 14354698 | Venture (LC) | 12 | 77.7778 |  | 77.7778
204 | Pat and Flash Tester | Seaward Electronic | CLARE HAL 104 | 34J-0747 | Venture (LC) | 12 | 414.8148 |  | 414.8148
205 | Insulation Tester | Megger | MIT400 | 0703071132 | Venture (MS) | 12 | 111.1111 |  | 111.1111
48 | HP66103A DC Power Module 35V/4.5A | Agilent Technologies | 66103A | US34212664 | CEI PCBA | 12 | 125.9259 |  | 125.9259
49 | HP66103A DC Power Module 35V/4.5A | Agilent Technologies | 66103A | US34212667 | CEI PCBA | 12 | 125.9259 |  | 125.9259
50 | HP66103A DC Power Module 35V/4.5A | Agilent Technologies | 66103A | US34212669 | CEI PCBA | 12 | 125.9259 |  | 125.9259
51 | HP66103A DC Power Module 35V/4.5A | Agilent Technologies | 66103A | US34212670 | CEI PCBA | 12 | 125.9259 |  | 125.9259
52 | HP66103A DC Power Module 35V/4.5A | Agilent Technologies | 66103A | US34212672 | CEI PCBA | 12 | 125.9259 |  | 125.9259
53 | HP66101A DC Power Module 8V/16A | Agilent Technologies | 66101A | US34442070 | CEI PCBA | 12 | 125.9259 |  | 125.9259
54 | HP66101A DC Power Module 8V/16A | Agilent Technologies | 66101A | MY40000535 | CEI PCBA | 12 | 125.9259 |  | 125.9259
55 | Electronic Load | Hewlett Packard | 60502B | US37244128 | CEI PCBA | 12 | 133.3333 |  | 133.3333
56 | Electronic Load | Hewlett Packard | 60502B | US37244138 | CEI PCBA | 12 | 133.3333 |  | 133.3333
57 | Electronic Load | Hewlett Packard | 60502B | US37244141 | CEI PCBA | 12 | 133.3333 |  | 133.3333
58 | Tektronics 4-Channel Digitizing Oscilloscope | Tektronix | TDS460A | B071897 | CEI PCBA | 12 | 207.4074 |  | 207.4074
59 | Electronic Load | Hewlett Packard | 60502B | US37243391 | CEI PCBA | 12 | 133.3333 |  | 133.3333
60 | Electronic Load | Hewlett Packard | 60502B | US37244144 | CEI PCBA | 12 | 133.3333 |  | 133.3333
61 | Electronic Load | Hewlett Packard | 60502A | 3011A-01246 | CEI PCBA | 12 | 133.3333 |  | 133.3333
121 | Universal Front End Tester | National Instruments | PCI-6025E | 1347EFD | Flex Senai | 12 | 244.4444 |  | 244.4444
137 | DC Electronic Load module | Hewlett Packard | 60502B | 3211A01907 | Venture PCBA (LC) | 12 | 133.3333 |  | 133.3333
138 | DC Electronic Load module | Hewlett Packard | 60502B | 3211A01876 | Venture PCBA (LC) | 12 | 133.3333 |  | 133.3333
139 | DC Electronic Load module | Hewlett Packard | 60502B | 3211A01587 | Venture PCBA (LC) | 12 | 133.3333 |  | 133.3333
140 | DC Electronic Load module | Hewlett Packard | 60502B | 3211A02210 | Venture PCBA (LC) | 12 | 133.3333 |  | 133.3333
141 | DC Electronic Load module | Hewlett Packard | 60502B | 3211A01795 | Venture PCBA (LC) | 12 | 133.3333 |  | 133.3333
142 | DC Electronic Load module | Hewlett Packard | 60502B | 3211A00920 | Venture PCBA (LC) | 12 | 133.3333 |  | 133.3333
149 | DC POWER SUPPLY MODULE | Hewlett Packard | 66103A | US34213251 | Venture PCBA (LC) | 12 | 125.9259 |  | 125.9259
150 | DC POWER SUPPLY MODULE | Hewlett Packard | 66103A | US34213252 | Venture PCBA (LC) | 12 | 125.9259 |  | 125.9259
151 | DC POWER SUPPLY MODULE | Hewlett Packard | 66103A | US34213090 | Venture PCBA (LC) | 12 | 125.9259 |  | 125.9259
152 | DC POWER SUPPLY MODULE | Hewlett Packard | 66103A | US34213209 | Venture PCBA (LC) | 12 | 125.9259 |  | 125.9259
153 | DC POWER SUPPLY MODULE | Hewlett Packard | 66101A | 3444A02477 | Venture PCBA (LC) | 12 | 125.9259 |  | 125.9259
154 | DC POWER SUPPLY MODULE | Hewlett Packard | 66103A | US34213216 | Venture PCBA (LC) | 12 | 125.9259 |  | 125.9259
155 | DC POWER SUPPLY MODULE | Hewlett Packard | 66101A | 3444A02507 | Venture PCBA (LC) | 12 | 125.9259 |  | 125.9259
168 | Oscillascope | Tektronix | TDS460A | B060926 | Venture PCBA (LC) | 12 | 207.4074 |  | 207.4074
169 | PCI 6025E | National Instruments | 6025E | C57A10 | Venture PCBA (LC) | 12 | 244.4444 |  | 244.4444
223 | DC Electronic Load mainframe | Hewlett Packard | 6050A | 3312A02661 | Venture PCBA (LC) | 12 | F.O.C |  | F.O.C
224 | MPS MAINFRAME | Hewlett Packard | 66000A | US35221282 | Venture PCBA (LC) | 12 | F.O.C |  | F.O.C
177 | 6 1/2 DIGITAL MULTIMETER | Agilent Technologies | 34411A | MY48003234 | Venture PCBA (MS) | 12 | 118.5185 |  | 118.5185
178 | 20 MHZ FUNCTION/ARBITRARY WAVEFORM GENERATOR | Agilent Technologies | 33220A | MY44015802 | Venture PCBA (MS) | 12 | 237.037 |  | 237.037

## Combine
Updated on: | 2020-01-08
[5 empty] | 1 | 2 | 3 | 4 | 5 | 6 | 7 | 8 | 9 | 10 | 11 |  |  |  | 12 | 13 | 14 | 7 | 8 | 9 | 15 | 16 | 17 | 18
[5 empty] | 7: 2020 Data; 8: 2020 Data; 9: 2020 Data | 2020 Data |  |  | 2019 Data | 2019 Data | 2019 Data | 2019 Data | 2019 Data | 2019 Data | 2018 Records
S/N | Equipment ID | Equipment Description | Manufacturer | Model | Equipment Serial Number | Interval | Calibration Date | Due Date | Month | Vendor | Original Currency | Pricing in Original Currency | Price Converted to USD | Location | Remarks | 2020 Billing Party | 2020 Billing Period | 2020 PO# | 2019 Billing Party | 2019 Billing Period | 2019 PO# | Original Currency | Pricing in Original Currency | Price Converted to USD | 2018 Billing Period | 2018 PO# | Original Currency | Pricing in Original Currency | Price Converted to USD | MPC Price
C01 | 93260 | Electrical Safety Analyzer | Chroma | 19032 | 19032G400225 | 12 | 2019-03-11 | 2020-03-11 | Mar | Micro Precision | SGD | 320 | 235.64 | CEI |  | CEI |  |  | CEI | 2019-06-18 | 2019-267 | SGD | 320 | 235.64 | 2018 | 2018-196 | SGD | 646 | 480
C02 |  | Load Box | Chroma | S14-03 | 14354696 | 12 | 2019-03-11 | 2020-03-11 | Mar | Micro Precision | SGD | 230 | 169.37 | CEI |  | CEI |  |  | CEI | 2019-06-18 | 2019-267 | SGD | 230 | 169.37 | 2018 | 2018-196 | SGD | 100 | 75
C03 |  | Shutter Tester | Waters | TE82869-2 | - | 12 | 2019-04-02 | 2020-04-02 | Mar | CEI Internal | USD | 0 | 0 | CEI |  | CEI |  |  | CEI | 2019-06-18 | 2019-267 | USD | 0 | 0 | 2018 | 2018-196 | USD | 0 | 0
C04 | Racal system | Keithley Source Measurement Unit #1 | Keithley | 236 | 782275 | 12 | 2018-02-07 | 2019-02-07 | Feb | Tektronix | SGD | 1227 | 1017.11 | CEI PCBA |  | CEI |  |  | CEI |  |  | SGD | 1227 | 1017.11 | 2018 | 2018-533 | SGD | 1227 | 1017.11
C05 | TE82934-2 RF box | 20MHz Function Arbitrary Waveform Generator | Agilent Technologies | 33220A | MY44015741 | 12 | 2017-12-14 | 2018-12-14 | Dec | Tech Systems |  |  |  | CEI PCBA (UK) | [10 empty] | NA | NA | SGD | 0 | 0
C06 | WAT3 Micromass ID#3456 | Agilent 61/2 Digit Multimeter | Agilent Technologies | 34411A | MY48000677 | 12 | 2018-01-29 | 2019-01-29 | Jan | Tech Systems |  |  |  | CEI PCBA (UK) | [10 empty] | NA | NA | SGD | 0 | 0
C07 | WAT3 Micromass ID#3454 | 20MHz Function Arbitrary Waveform Generator | Agilent Technologies | 33220A | MY44026448 | 12 | 2018-01-26 | 2019-01-26 | Jan | Tech Systems |  |  |  | CEI PCBA (UK) | [10 empty] | NA | NA | SGD | 0 | 0
C08 | WAT8 5053 (TE82988-5) Quad Test (WA-4748/4809/4763/4764/4765 replacement unit from Raymond no cal report given | 6½ DIGITAL MULTIMETER | Agilent Technologies | 34411A | MY48002511 | 12 | 2018-03-23 | 2019-03-23 | Mar | Tech Systems |  |  |  | CEI PCBA (UK) | [10 empty] | NA | NA | SGD | 0 | 0
C09 | WAT8 Micromass 3192 | 4 CH 500MHz OSCILLOSCOPE | Tektronix | TDS3054B | B040453 | 12 | 2018-04-17 | 2019-04-17 | Apr | SGS |  |  |  | CEI PCBA (UK) | [10 empty] | NA | NA | SGD | 0 | 0
C10 | GTS2 82988-9 ID# | DC Electronic Load Main Frame 8 Channel | Chroma | 6314A | 3: 2018-04-26; 4: 2019-04-26; 5: Apr; 6: Tech Systems; 10: CEI PCBA (UK) | [9 empty] | NA | NA | SGD | 0 | 0
C11 | GTS2 82988-9 ID# 93168 | DC Electronic Load 6A/60A/80V 300W | Chroma | 63103A | 63103A005460 | 12 | 2018-04-26 | 2019-04-26 | Apr | Tech Systems |  |  |  | CEI PCBA (UK) | [10 empty] | NA | NA | SGD | 0 | 0
C12 | GTS2_ 82988-9 ID# 93178 | DC Electronic Load 6A/60A/80V 300W | Chroma | 63103A | 63103A005457 | 12 | 2018-04-26 | 2019-04-26 | Apr | Tech Systems |  |  |  | CEI PCBA (UK) | [10 empty] | NA | NA | SGD | 0 | 0
C13 | GTS2 82988-9 ID# 93179 | DC Electronic Load 6A/60A/80V 300W | Chroma | 63103A | 63103A005485 | 12 | 2018-04-26 | 2019-04-26 | Apr | Tech Systems |  |  |  | CEI PCBA (UK) | [10 empty] | NA | NA | SGD | 0 | 0
C14 | GTS2 82988-9 ID# 93180 | DC Electronic Load 6A/60A/80V 300W | Chroma | 63103A | 63103A005472 | 12 | 2018-04-26 | 2019-04-26 | Apr | Tech Systems |  |  |  | CEI PCBA (UK) | [10 empty] | NA | NA | SGD | 0 | 0
C15 | GTS2 ID# 93245 12M WP72 | Agilent 61/2 Digit Multimeter | Agilent Technologies | 34411A | MY48003752 | 12 | 2018-04-27 | 2019-04-27 | Apr | Tech Systems |  |  |  | CEI PCBA (UK) | [10 empty] | NA | NA | SGD | 0 | 0
C16 | GTS2 82988-9 ID# 93185 | Programmable DC Power supply | TDK Lambda | GENH60-12.5-LAN-U | 09M1038A | 12 | 2018-04-27 | 2019-04-27 | Apr | Tech Systems |  |  |  | CEI PCBA (UK) | [10 empty] | NA | NA | SGD | 0 | 0
C17 | GTS2 82988-9 ID# 93189 | NI [ M series ] MULTIFUNCTION DAQ Device | National Instruments | PXI-6229 | 17E3259 | 12 | 2018-04-27 | 2019-04-27 | Apr | Tech Systems |  |  |  | CEI PCBA (UK) | [10 empty] | NA | NA | SGD | 0 | 0
C18 | GTS2 82988-9 ID# 93186 | Programmable DC Power supply | TDK Lambda | GENH30-25 | 12M4062Z | 12 | 2018-04-27 | 2019-04-27 | Apr | Tech Systems |  |  |  | CEI PCBA (UK) | [10 empty] | NA | NA | SGD | 0 | 0
C19 | GTS2 82988-9 ID# 93187 | Programmable DC Power supply | TDK Lambda | GENH30-25 | 12M4063Z | 12 | 2018-04-27 | 2019-04-27 | Apr | Tech Systems |  |  |  | CEI PCBA (UK) | [10 empty] | NA | NA | SGD | 0 | 0
C20 | GTS2 82988-9 ID# 93182 | Programmable DC Power supply | TDK Lambda | GENH60-12.5 | 12M4064Z | 12 | 2018-04-27 | 2019-04-27 | Apr | Tech Systems |  |  |  | CEI PCBA (UK) | [10 empty] | NA | NA | SGD | 0 | 0
C21 | GTS2 82988-9 ID# 93183 | Programmable DC Power supply | TDK Lambda | GENH60-12.5 | 12M4068Z | 12 | 2018-04-27 | 2019-04-27 | Apr | Tech Systems |  |  |  | CEI PCBA (UK) | [10 empty] | NA | NA | SGD | 0 | 0
C22 | GTS2 82988-9 ID# 93184 | Programmable DC Power supply | TDK Lambda | GENH60-12.5 | 12M4069Z | 12 | 2018-04-27 | 2019-04-27 | Apr | Tech Systems |  |  |  | CEI PCBA (UK) | [10 empty] | NA | NA | SGD | 0 | 0
C23 | GTS2 82988-9 ID# 93246 12M WP72 | 4 CH 500MHz OSCILLOSCOPE | Tektronix | TDS3054C | C012641 | 12 | 2018-04-27 | 2019-04-27 | Apr | Tech Systems |  |  |  | CEI PCBA (UK) | [10 empty] | NA | NA | SGD | 0 | 0
C24 | GTS1 95168 | Programmable DC Power supply | TDK Lambda | GENH30-25 | 09M1019A | 12 | 2019-04-25 | 2020-04-25 | Apr | Micro Precision | USD | 156 | 156 | CEI PCBA |  | Micro Precision |  |  | Micro Precision | 2019-05-07 | 2019-218 | USD | 156 | 156 | 2018 | 2018-533 | SGD | 176 | 145.89
C25 | GTS1 95169 | Programmable DC Power supply | TDK Lambda | GENH30-25 | 09M1020A | 12 | 2019-04-25 | 2020-04-25 | Apr | Micro Precision | USD | 156 | 156 | CEI PCBA |  | Micro Precision |  |  | Micro Precision | 2019-05-07 | 2019-218 | USD | 156 | 156 | 2018 | 2018-533 | SGD | 176 | 145.89
C26 | GTS1 95153 | 6½ DIGITAL MULTIMETER | Agilent Technologies | 34411A | MY46000358 | 12 | 2019-04-25 | 2020-04-25 | Apr | Micro Precision | USD | 140 | 140 | CEI PCBA |  | Micro Precision |  |  | Micro Precision | 2019-05-07 | 2019-218 | USD | 140 | 140 | 2018 | 2018-533 | SGD | 160 | 132.63
C27 | GTS1 95158 | 4 CH 500MHz OSCILLOSCOPE | Tektronix | TDS3054C | C011085 | 12 | 2019-04-25 | 2020-04-25 | Apr | Micro Precision | USD | 196 | 196 | CEI PCBA |  | Micro Precision |  |  | Micro Precision | 2019-05-07 | 2019-218 | USD | 196 | 196 | 2018 | 2018-533 | SGD | 360 | 298.42
C28 | GTS1 91745 | NI [ M series ] MULTIFUNCTION DAQ Device | National Instruments | PXI-6229 | 145DF14 | 12 | 2019-04-25 | 2020-04-25 | Apr | Micro Precision | USD | 264 | 264 | CEI PCBA |  | Micro Precision |  |  | Micro Precision | 2019-05-07 | 2019-218 | USD | 264 | 264 | 2018 | 2018-533 | SGD | 480 | 397.89
C29 | GTS1 91744 | NI [ M series ] MULTIFUNCTION DAQ Device | National Instruments | PXI-6229 | 145DF42 | 12 | 2019-04-25 | 2020-04-25 | Apr | Micro Precision | USD | 264 | 264 | CEI PCBA |  | Micro Precision |  |  | Micro Precision | 2019-05-07 | 2019-218 | USD | 264 | 264 | 2018 | 2018-533 | SGD | 480 | 397.89
C30 | GTS1 95176 | Programmable DC Power supply | TDK Lambda | GENH60-12.5 | 09M1026A | 12 | 2019-04-25 | 2020-04-25 | Apr | Micro Precision | USD | 156 | 156 | CEI PCBA |  | Micro Precision |  |  | Micro Precision | 2019-05-07 | 2019-218 | USD | 156 | 156 | 2018 | 2018-533 | SGD | 144 | 119.37
C31 | GTS1 95177 | Programmable DC Power supply | TDK Lambda | GENH60-12.5 | 09M1028A | 12 | 2019-04-25 | 2020-04-25 | Apr | Micro Precision | USD | 156 | 156 | CEI PCBA |  | Micro Precision |  |  | Micro Precision | 2019-05-07 | 2019-218 | USD | 156 | 156 | 2018 | 2018-533 | SGD | 144 | 119.37
C32 | GTS1 95173 | Programmable DC Power supply | TDK Lambda | GENH60-12.5 | 09M1029A | 12 | 2019-04-25 | 2020-04-25 | Apr | Micro Precision | USD | 156 | 156 | CEI PCBA |  | Micro Precision |  |  | Micro Precision | 2019-05-07 | 2019-218 | USD | 156 | 156 | 2018 | 2018-533 | SGD | 144 | 119.37
C33 | GTS1 95172 | Programmable DC Power supply | TDK Lambda | GENH60-12.5 | 09M1032A | 12 | 2019-04-25 | 2020-04-25 | Apr | Micro Precision | USD | 156 | 156 | CEI PCBA |  | Micro Precision |  |  | Micro Precision | 2019-05-07 | 2019-218 | USD | 156 | 156 | 2018 | 2018-533 | SGD | 144 | 119.37
C34 | GTS1 91773 | 20MHZ FUNCTION.ARBITRARY WAVEFORM GENERATOR | Agilent Technologies | 33220A | MY44046858 | 12 | 2019-04-25 | 2020-04-25 | Apr | Micro Precision | USD | 246 | 246 | CEI PCBA |  | Micro Precision |  |  | Micro Precision | 2019-05-07 | 2019-218 | USD | 246 | 246 | 2018 | 2018-533 | SGD | 280 | 232.1
C35 | GTS1 95175 | DC ELECTRONIC LOAD MAINFRAME | Chroma | 6314 | 63140009193 | 12 | 2018-04-30 | 2019-04-30 | Apr | Tech Systems |  |  |  | CEI PCBA (UK) | [10 empty] | NA | NA | SGD | 0 | 0
C36 | GTS1 95195 | DC ELECTRONIC LOAD MODULE 0-60 A, 80 V, 300 W | Chroma | 63103 | 631030017022 | 12 | 2019-04-25 | 2020-04-25 | Apr | Micro Precision | USD | 236 | 236 | CEI PCBA |  | Micro Precision |  |  | Micro Precision | 2019-05-07 | 2019-218 | USD | 236 | 236 | 2018 | 2018-533 | SGD | 240 | 198.94
C37 | GTS1 95193 | DC ELECTRONIC LOAD MODULE 0-60 A, 80 V, 300 W | Chroma | 63103 | 631030017023 | 12 | 2019-04-25 | 2020-04-25 | Apr | Micro Precision | USD | 236 | 236 | CEI PCBA |  | Micro Precision |  |  | Micro Precision | 2019-05-07 | 2019-218 | USD | 236 | 236 | 2018 | 2018-533 | SGD | 240 | 198.94
C38 | GTS1 95194 | DC ELECTRONIC LOAD MODULE 0-60 A, 80 V, 300 W | Chroma | 63103 | 631030017030 | 12 | 2019-04-25 | 2020-04-25 | Apr | Micro Precision | USD | 236 | 236 | CEI PCBA |  | Micro Precision |  |  | Micro Precision | 2019-05-07 | 2019-218 | USD | 236 | 236 | 2018 | 2018-533 | SGD | 240 | 198.94
C39 | GTS1 95192 | DC ELECTRONIC LOAD MODULE 0-60 A, 80 V, 300 W | Chroma | 63103 | 631030017042 | 12 | 2019-04-25 | 2020-04-25 | Apr | Micro Precision | USD | 236 | 236 | CEI PCBA |  | Micro Precision |  |  | Micro Precision | 2019-05-07 | 2019-218 | USD | 236 | 236 | 2018 | 2018-533 | SGD | 240 | 198.94
C40 | GTS2 82988-9 ID# 93188 | NI [ M series ] MULTIFUNCTION DAQ Device | National Instruments | PXI-6229 | 17E3258 | 12 | 2018-04-30 | 2019-04-30 | Apr | Tech Systems |  |  |  | CEI PCBA (UK) | [10 empty] | NA | NA | SGD | 0 | 0
C41 | GTS2 ID# 93244 12M WP72 | 20MHz Function Arbitrary Waveform Generator | Agilent Technologies | 33220A | MY44052037 | 12 | 2018-04-30 | 2019-04-30 | Apr | Tech Systems |  |  |  | CEI PCBA (UK) | [10 empty] | NA | NA | SGD | 0 | 0
C42 | GTS2 82988-9 ID# 93190 | NI Programmable DC Power supply Power SMU | National Instruments | PXI-4130 | 160B92C | 12 | 2018-05-03 | 2019-05-03 | May | Tech Systems |  |  |  | CEI PCBA (UK) | [10 empty] | NA | NA | SGD | 0 | 0
C43 | GTS1 91746 | NI Programmable DC Power supply | National Instruments | PXI-4130 | 1450264 | 12 | 2019-04-25 | 2020-04-25 | Apr | Micro Precision | USD | 266 | 266 | CEI PCBA |  | Micro Precision |  |  | Micro Precision | 2019-05-07 | 2019-218 | USD | 266 | 266 | 2018 | 2018-533 | SGD | 480 | 397.89
C44 | PERSONALITY | Digital Multimeter 6.5digit | Agilent Technologies | 34411A | MY48002562 | 12 | 2018-05-28 | 2019-05-28 | May | Tech Systems |  |  |  | CEI PCBA (UK) | [10 empty] | NA | NA | SGD | 0 | 0
C45 | Racal system control No. 91360 | 6½ Digit Multimeter | Racal-Dana Instruments, inc. | 4152A | US38010520 | 12 | 2018-05-31 | 2019-05-31 | May | ESSCO |  |  |  | CEI PCBA (UK) | [10 empty] | NA | NA | SGD | 0 | 0
C46 | Racal system control No.91359 | 3151 VX1 Waveform Generator | Racal-Dana Instruments, inc. | 3151A | 9809968 | 12 | 2018-06-18 | 2019-06-18 | Jun | Tra-Cal, LLC |  |  |  | CEI PCBA (UK) | [10 empty] | NA | NA | SGD | 0 | 0
C47 | Racal system 2461-CD control No. 91361 | VX1 Counter Card | Racal-Dana Instruments, inc. | 2461-CD | 8051445 | 12 | 2018-06-18 | 2019-06-18 | Jun | Tra-Cal, LLC |  |  |  | CEI PCBA (UK) | [10 empty] | NA | NA | SGD | 0 | 0
C48 | TE82934-2 (RF DC BOX Functional Tester) | Keysight Multimeter | Keysight Technologies | 34411A | MY53001857 | 12 | 2018-06-19 | 2019-06-19 | Jun | Tech Systems |  |  |  | CEI PCBA (UK) | [10 empty] | NA | NA | SGD | 0 | 0
C49 | Racal system | HP66103A DC Power Module 35V/4.5A | Agilent Technologies | 66103A | US34212664 | 12 | 2019-08-15 | 2020-08-15 | Aug | Tech Systems | SGD | 200 | 161.41 | CEI PCBA |  | CEI | 2020-01-08 | 2020-015 | CEI |  |  | SGD | 200 | 161.41 | 2018 | 2018-533 | SGD | 200 | 165.79
C50 | Racal system | HP66103A DC Power Module 35V/4.5A | Agilent Technologies | 66103A | US34212667 | 12 | 2019-08-15 | 2020-08-15 | Aug | Tech Systems | SGD | 200 | 161.41 | CEI PCBA |  | CEI | 2020-01-08 | 2020-015 | CEI |  |  | SGD | 200 | 161.41 | 2018 | 2018-533 | SGD | 200 | 165.79
C51 | Racal system | HP66103A DC Power Module 35V/4.5A | Agilent Technologies | 66103A | US34212669 | 12 | 2019-08-15 | 2020-08-15 | Aug | Tech Systems | SGD | 200 | 161.41 | CEI PCBA |  | CEI | 2020-01-08 | 2020-015 | CEI |  |  | SGD | 200 | 161.41 | 2018 | 2018-533 | SGD | 200 | 165.79
C52 | Racal system | HP66103A DC Power Module 35V/4.5A | Agilent Technologies | 66103A | US34212670 | 12 | 2019-08-16 | 2020-08-16 | Aug | Tech Systems | SGD | 200 | 161.41 | CEI PCBA |  | CEI | 2020-01-08 | 2020-015 | CEI |  |  | SGD | 200 | 161.41 | 2018 | 2018-533 | SGD | 200 | 165.79
C53 | Racal system | HP66103A DC Power Module 35V/4.5A | Agilent Technologies | 66103A | US34212672 | 12 | 2019-08-15 | 2020-08-15 | Aug | Tech Systems | SGD | 200 | 161.41 | CEI PCBA |  | CEI | 2020-01-08 | 2020-015 | CEI |  |  | SGD | 200 | 161.41 | 2018 | 2018-533 | SGD | 200 | 165.79
C54 | Racal system | HP66101A DC Power Module 8V/16A | Agilent Technologies | 66101A | US34442070 | 12 | 2019-08-16 | 2020-08-16 | Aug | Tech Systems | SGD | 200 | 161.41 | CEI PCBA |  | CEI | 2020-01-08 | 2020-015 | CEI |  |  | SGD | 200 | 161.41 | 2018 | 2018-533 | SGD | 200 | 165.79
C55 | Racal system | HP66101A DC Power Module 8V/16A | Agilent Technologies | 66101A | MY40000535 | 12 | 2019-08-16 | 2020-08-16 | Aug | Tech Systems | SGD | 200 | 161.41 | CEI PCBA |  | CEI | 2020-01-08 | 2020-015 | CEI |  |  | SGD | 200 | 161.41 | 2018 | 2018-533 | SGD | 200 | 165.79
C56 | Racal system ID# 92222 12MO WP72 | Electronic Load | Hewlett Packard | 60502B | US37244128 | 12 | 2019-08-15 | 2020-08-15 | Aug | Tech Systems | SGD | 200 | 161.41 | CEI PCBA |  | CEI | 2020-01-08 | 2020-015 | CEI |  |  | SGD | 200 | 161.41 | 2018 | 2018-533 | SGD | 200 | 165.79
C57 | Racal system ID# 92224 12MO WP72 | Electronic Load | Hewlett Packard | 60502B | US37244138 | 12 | 2019-08-15 | 2020-08-15 | Aug | Tech Systems | SGD | 200 | 161.41 | CEI PCBA |  | CEI | 2020-01-08 | 2020-015 | CEI |  |  | SGD | 200 | 161.41 | 2018 | 2018-533 | SGD | 200 | 165.79
C58 | Racal system ID#92225 12MO WP72 | Electronic Load | Hewlett Packard | 60502B | US37244141 | 12 | 2019-08-15 | 2020-08-15 | Aug | Tech Systems | SGD | 200 | 161.41 | CEI PCBA |  | CEI | 2020-01-08 | 2020-015 | CEI |  |  | SGD | 200 | 161.41 | 2018 | 2018-533 | SGD | 200 | 165.79
C59 | Racal system | Tektronics 4-Channel Digitizing Oscilloscope | Tektronix | TDS460A | B071897 | 12 | 2019-08-16 | 2020-08-16 | Aug | Tech Systems | SGD | 328 | 264.72 | CEI PCBA |  | CEI | 2020-01-08 | 2020-015 | CEI |  |  | SGD | 328 | 264.72 | 2018 | 2018-533 | SGD | 328 | 271.89
C60 | Racal system ID# 90246WP72 | Electronic Load | Hewlett Packard | 60502B | US37243391 | 12 | 2019-08-15 | 2020-08-15 | Aug | Tech Systems | SGD | 200 | 161.41 | CEI PCBA |  | CEI | 2020-01-08 | 2020-015 | CEI |  |  | SGD | 200 | 161.41 | 2018 | 2018-533 | SGD | 200 | 165.79
C61 | Racal system ID#90245WP72 | Electronic Load | Hewlett Packard | 60502B | US37244144 | 12 | 2019-08-15 | 2020-08-15 | Aug | Tech Systems | SGD | 200 | 161.41 | CEI PCBA |  | CEI | 2020-01-08 | 2020-015 | CEI |  |  | SGD | 200 | 161.41 | 2018 | 2018-533 | SGD | 200 | 165.79
C62 | Racal system ID#90242WP72 | Electronic Load | Hewlett Packard | 60502A | 3011A-01246 | 12 | 2019-08-15 | 2020-08-15 | Aug | Tech Systems | SGD | 200 | 161.41 | CEI PCBA |  | CEI | 2020-01-08 | 2020-015 | CEI |  |  | SGD | 200 | 161.41 | 2018 | 2018-533 | SGD | 200 | 165.79
C63 | Racal system | Keithley Source Measurement Unit #2 | Keithley | 236 | 0786386 | 12 | 2019-08-22 | 2020-08-22 | Aug | Tektronix | SGD | 1395 | 1125.83 | CEI PCBA |  | CEI | 2020-01-08 | 2020-015 | CEI |  |  | SGD | 1395 | 1125.83 | 2018 | 2018-533 | SGD | 1370 | 1135.64
C64 | TE82900 Waters RF Gen | DMM | Fluke | 87V | 90780496 | 12 | 2018-09-21 | 2019-09-21 | Sep | Tech Systems |  |  |  | CEI PCBA (UK) | [10 empty] | NA | NA | SGD | 0 | 0
C65 | WAT3 Micromass ID#3460 | 4 CH 500MHz OSCILLOSCOPE | Tektronix | TDS3054B | B040740 | 12 | 2018-09-24 | 2019-09-24 | Sep | Tech Systems |  |  |  | CEI PCBA (UK) | [10 empty] | NA | NA | SGD | 0 | 0
C66 | WAT8 Quad Test (WA-4748/4809/4763/4764/4765 | 20 MHz Function / Arbitrary waveform generator | Agilent Technologies | 33220A | MY44034380 | 12 | 2018-09-24 | 2019-09-24 | Sep | Tech Systems |  |  |  | CEI PCBA (UK) | [10 empty] | NA | NA | SGD | 0 | 0
C67 | GTS2 82988-9 ID# 93181 | PXI PROGRAMMABLE RESISTOR MODULE | Geotest | GX 1164-01 | 11640241 | 24 | 2018-06-13 | 2020-06-30 | Jun | ESSCO |  |  |  | CEI PCBA (UK) | [10 empty] | NA | NA | SGD | 0 | 0
C68 | GTS1 91743 | PXI PROGRAMMABLE RESISTOR MODULE | Geotest | GX 1164-01 | 91743 [ 002061-BH-BA-00) | 24 | 2018-07-31 | 2020-07-31 | Jul | ESSCO |  |  |  | CEI PCBA (UK) | [10 empty] | NA | NA | SGD | 0 | 0
C69 | TE82934-2 (RF DC BOX Functional Tester) | Agilent Multimeter | Agilent Technologies | 34410A | MY47002770 | 12 | 2018-10-26 | 2019-10-26 | Oct | Tech Systems |  |  |  | CEI PCBA (UK) | [10 empty] | NA | NA | SGD | 0 | 0
C70 | TE82934-2 (RF DC BOX Functional Tester) | Data Acquisition switch Unit | Agilent Technologies | 34970A | MY44027658 | 12 | 2018-10-26 | 2019-10-26 | Oct | Tech Systems |  |  |  | CEI PCBA (UK) | [10 empty] | NA | NA | SGD | 0 | 0
F001 | 0196 | Digital Thermometer with Probe (K type) | Fluke | 51 II | 89280141 | 12 | 2019-07-30 | 2020-07-30 | Jul | TSIA | SGD | 81 | 59.34 | Flex |  | Flex |  |  | Flex | 2019-09-27 | 2019-447 | SGD | 81 | 59.34 | Q3 2018 | 2019-017 | SGD | 81 | 59.34
F002a | 0206 | Electronic Weigh Balance | AND | HR200 | 12305757 | 6 | 2019-02-28 | 2019-08-28 | Feb | Ming Deng | SGD | 80 | 59.29 | Flex |  | Flex |  |  | Flex | 2019-03-27 | 2019-178 | SGD | 80 | 59.29 | 1H 2018 | 2018-309 | SGD | 72 | 53.7
F002b | 0206 | Electronic Weigh Balance | AND | HR200 | 12305757 | 6 | 2019-07-31 | 2020-01-28 | Aug | Ming Deng | SGD | 72 | 52.75 | Flex |  | Flex |  |  | Flex | 2019-09-27 | 2019-447 | SGD | 72 | 52.75 | Q3 2018 | 2019-017 | SGD | 72 | 52.75
F003 | 0207 | Column Heater | Waters | WAT091727 | M03CHM015R | 12 | 2019-04-03 | 2020-04-03 | Apr | Flex Internal | USD | 33.34 | 33.34 | Flex |  | Flex |  |  | Flex | 2019-06-18 | 2019-268 | USD | 33.34 | 33.34 | 1H 2018 | 2018-309 | USD | 33.34 | 33.34
F004 | 0208 | Column Heater | Waters | WAT091727 | E01CHM203R | 12 | 2019-04-03 | 2020-04-03 | Apr | Flex Internal | USD | 33.34 | 33.34 | Flex |  | Flex |  |  | Flex | 2019-06-18 | 2019-268 | USD | 33.34 | 33.34 | 1H 2018 | 2018-309 | USD | 33.34 | 33.34
F005 | 0209 | Column Heater | Waters | WAT091727 | D01CHM128R | 12 | 2019-02-14 | 2020-02-14 | Feb | Flex Internal | USD | 33.34 | 33.34 | Flex |  | Flex |  |  | Flex | 2019-03-27 | 2019-178 | USD | 33.34 | 33.34 | 1H 2018 | 2018-309 | USD | 33.34 | 33.34
F006 | 0210 | Column Heater | Waters | WAT091727 | K03CHM938R | 12 | 2019-02-14 | 2020-02-14 | Feb | Flex Internal | USD | 33.34 | 33.34 | Flex |  | Flex |  |  | Flex | 2019-03-27 | 2019-178 | USD | 33.34 | 33.34 | 1H 2018 | 2018-309 | USD | 33.34 | 33.34
F007 | 0211 | Column Heater | Waters | WAT091727 | B03CHM551R | 12 | 2019-02-14 | 2020-02-14 | Feb | Flex Internal | USD | 33.34 | 33.34 | Flex |  | Flex |  |  | Flex | 2019-03-27 | 2019-178 | USD | 33.34 | 33.34 | 1H 2018 | 2018-309 | USD | 33.34 | 33.34
F008 | 0212 | Column Heater | Waters | WAT091727 | F00CHM528R | 12 | 2019-02-14 | 2020-02-14 | Feb | Flex Internal | USD | 33.34 | 33.34 | Flex |  | Flex |  |  | Flex | 2019-03-27 | 2019-178 | USD | 33.34 | 33.34 | 1H 2018 | 2018-309 | USD | 33.34 | 33.34
F009 | 0213 | Column Heater | Waters | WAT091727 | F00CHM531R | 12 | 2019-02-13 | 2020-02-13 | Feb | Flex Internal | USD | 33.34 | 33.34 | Flex |  | Flex |  |  | Flex | 2019-03-27 | 2019-178 | USD | 33.34 | 33.34 | 1H 2018 | 2018-309 | USD | 33.34 | 33.34
F010a | 0216 | Electronic Weigh Balance | AND | HR200 | 12200404 | 6 | 2019-02-28 | 2019-08-28 | Feb | Ming Deng | SGD | 80 | 59.29 | Flex |  | Flex |  |  | Flex | 2019-03-27 | 2019-178 | SGD | 80 | 59.29 | 1H 2018 | 2018-309 | SGD | 72 | 53.7
F010b | 0216 | Electronic Weigh Balance | AND | HR200 | 12200404 | 6 | 2019-07-31 | 2020-01-28 | Aug | Ming Deng | SGD | 72 | 52.75 | Flex |  | Flex |  |  | Flex | 2019-09-27 | 2019-447 | SGD | 72 | 52.75 | Q3 2018 | 2019-017 | SGD | 72 | 52.75
F011a | 0217 | Electronic Weigh Balance | AND | HR200 | 12303279 | 6 | 2019-02-28 | 2019-08-28 | Feb | Ming Deng | SGD | 80 | 59.29 | Flex |  | Flex |  |  | Flex | 2019-03-27 | 2019-178 | SGD | 80 | 59.29 | 1H 2018 | 2018-309 | SGD | 72 | 53.7
F011b | 0217 | Electronic Weigh Balance | AND | HR200 | 12303279 | 6 | 2019-07-31 | 2020-01-28 | Aug | Ming Deng | SGD | 72 | 52.75 | Flex |  | Flex |  |  | Flex | 2019-09-27 | 2019-447 | SGD | 72 | 52.75 | Q3 2018 | 2019-017 | SGD | 72 | 52.75
F012 | PM 03319 | Temperature Control Module | Waters | WAT091728 | J99TCM867R | 12 | 2019-04-02 | 2020-04-02 | Apr | Flex Internal | USD | 33.4 | 33.4 | Flex | EQID 0219 | Flex |  |  | Flex | 2019-07-10 | 2019-306 | USD | 33.4 | 33.4 | 1H 2018 | 2018-309 | USD | 33.4 | 33.4
F013 | PM 03324 | Temperature Control Module | Waters | WAT091728 | MX5MM4884M | 12 | 2019-04-02 | 2020-04-02 | Apr | Flex Internal | USD | 33.4 | 33.4 | Flex | EQID 0220 | Flex |  |  | Flex | 2019-07-10 | 2019-306 | USD | 33.4 | 33.4 | 1H 2018 | 2018-309 | USD | 33.4 | 33.4
F014a | 0221 | 1500 Series Pump Final Test Station | Waters | Pump | TE82705-2 | 6 | 2019-05-22 | 2019-11-22 | May | Flex Internal | USD | 141.94 | 141.94 | Flex |  | Flex |  |  | Flex | 2019-07-10 | 2019-306 | USD | 141.94 | 141.94 | 1H 2018 | 2018-309 | USD | 141.94 | 141.94
F014b | 0221 | 1500 Series Pump Final Test Station | Waters | Pump | TE82705-2 | 6 | 2019-11-26 | 2020-05-26 | Nov | Flex Internal | USD | 141.94 | 141.94 | Flex |  | Flex | 2020-01-08 | 2020-013 | Flex | 2020-01-08 | 2020-013 | USD | 141.94 | 141.94 | Nov 2018 | 2019-018 | USD | 141.94 | 141.94
F015a | 0222 | 515 Final Test Station | Waters | Pump | TE82534 | 6 | 2019-05-22 | 2019-11-22 | May | Flex Internal | USD | 141.94 | 141.94 | Flex |  | Flex |  |  | Flex | 2019-07-10 | 2019-306 | USD | 141.94 | 141.94 | 1H 2018 | 2018-309 | USD | 141.94 | 141.94
F015b | 0222 | 515 Final Test Station | Waters | Pump | TE82534 | 6 | 2019-11-26 | 2020-05-26 | Nov | Flex Internal | USD | 141.94 | 141.94 | Flex |  | Flex | 2020-01-08 | 2020-013 | Flex | 2020-01-08 | 2020-013 | USD | 141.94 | 141.94 | Nov 2018 | 2019-018 | USD | 141.94 | 141.94
F016a | 0223 | HPMV Tester | Waters | NA | TE82625-1 | 6 | 2019-01-17 | 2019-07-17 | Jan | Flex Internal | USD | 141.94 | 141.94 | Flex |  | Flex |  |  | Flex | 2019-03-26 | 2019-148 | USD | 141.94 | 141.94 | 1H 2018 | 2018-309 | USD | 141.94 | 141.94
F016b | 0223 | HPMV Tester | Waters | NA | TE82625-1 | 6 | 2019-07-16 | 2020-01-16 | Jul | Flex Internal | USD | 141.94 | 141.94 | Flex |  | Flex |  |  | Flex | 2019-08-27 | 2019-383 | USD | 141.94 | 141.94 | Q3 2018 | 2019-017 | USD | 141.94 | 141.94
F017a | 0224 | 2690 Pump Head Tester | Waters | NA | TE82519 | 6 | 2019-05-29 | 2019-11-29 | May | Flex Internal | USD | 141.94 | 141.94 | Flex |  | Flex |  |  | Flex | 2019-07-10 | 2019-306 | USD | 141.94 | 141.94 | 1H 2018 | 2018-309 | USD | 141.94 | 141.94
F017b | 0224 | 2690 Pump Head Tester | Waters | NA | TE82519 | 6 | 2019-11-27 | 2020-05-21 | Dec | Flex Internal | USD | 141.94 | 141.94 | Flex |  | Flex | 2020-01-08 | 2020-013 | Flex | 2020-01-08 | 2020-013 | USD | 141.94 | 141.94 | Dec 2018 | 2019-127 | USD | 141.94 | 141.94
F018a | 0225 | Injector Seal Pack Tester | Waters | TE82503-4 | TE82503-4 | 6 | 2019-01-17 | 2019-07-17 | Jan | Flex Internal | USD | 141.94 | 141.94 | Flex |  | Flex |  |  | Flex | 2019-03-26 | 2019-148 | USD | 141.94 | 141.94 | 1H 2018 | 2018-309 | USD | 141.94 | 141.94
F018b | 0225 | Injector Seal Pack Tester | Waters | TE82503-4 | TE82503-4 | 6 | 2019-07-16 | 2020-01-16 | Jul | Flex Internal | USD | 141.94 | 141.94 | Flex |  | Flex |  |  | Flex | 2019-08-27 | 2019-383 | USD | 141.94 | 141.94 | Q3 2018 | 2019-017 | USD | 141.94 | 141.94
F019a | 0226 | Electronic Weigh Balance | AND | HR200 | 12315717 | 6 | 2019-02-28 | 2019-08-28 | Feb | Ming Deng | SGD | 80 | 59.29 | Flex |  | Flex |  |  | Flex | 2019-03-27 | 2019-178 | SGD | 80 | 59.29 | 1H 2018 | 2018-309 | SGD | 72 | 53.7
F019b | 0226 | Electronic Weigh Balance | AND | HR200 | 12315717 | 6 | 2019-07-31 | 2020-01-28 | Aug | Ming Deng | SGD | 72 | 52.75 | Flex |  | Flex |  |  | Flex | 2019-09-27 | 2019-447 | SGD | 72 | 52.75 | Q3 2018 | 2019-017 | SGD | 72 | 52.75
F020 | PM 03323 | Temperature Control Module | Waters | WAT091728 | H01TCM643M | 12 | 2019-04-02 | 2020-04-02 | Apr | Flex Internal | USD | 33.4 | 33.4 | Flex | EQID 0228 | Flex |  |  | Flex | 2019-07-10 | 2019-306 | USD | 33.4 | 33.4 | 1H 2018 | 2018-309 | USD | 33.4 | 33.4
F021 | PM 03320 | Temperature Control Module | Waters | WAT091728 | G01TCM633M | 12 | 2019-04-02 | 2020-04-02 | Apr | Flex Internal | USD | 33.4 | 33.4 | Flex | EQID 0230 | Flex |  |  | Flex | 2019-07-10 | 2019-306 | USD | 33.4 | 33.4 | 1H 2018 | 2018-309 | USD | 33.4 | 33.4
F022 | PM 03321 | Temperature Control Module | Waters | WAT091728 | MX4MM6882M | 12 | 2019-04-02 | 2020-04-02 | Apr | Flex Internal | USD | 33.4 | 33.4 | Flex | EQID 0231 | Flex |  |  | Flex | 2019-07-10 | 2019-306 | USD | 33.4 | 33.4 | 1H 2018 | 2018-309 | USD | 33.4 | 33.4
F023 | PM 03322 | Temperature Control Module | Waters | WAT091728 | MX5DM2250R | 12 | 2019-04-02 | 2020-04-02 | Apr | Flex Internal | USD | 33.4 | 33.4 | Flex | EQID 0232 | Flex |  |  | Flex | 2019-07-10 | 2019-306 | USD | 33.4 | 33.4 | 1H 2018 | 2018-309 | USD | 33.4 | 33.4
F024 | 0233 | Column Heater | Waters | WAT038040 | H01CHM352M | 12 | 2019-02-13 | 2020-02-13 | Feb | Flex Internal | USD | 33.34 | 33.34 | Flex |  | Flex |  |  | Flex | 2019-03-27 | 2019-178 | USD | 33.34 | 33.34 | 1H 2018 | 2018-309 | USD | 33.34 | 33.34
F025 | 0234 | Column Heater | Waters | WAT038040 | M00CHM910M | 12 | 2019-02-13 | 2020-02-13 | Feb | Flex Internal | USD | 33.34 | 33.34 | Flex |  | Flex |  |  | Flex | 2019-03-27 | 2019-178 | USD | 33.34 | 33.34 | 1H 2018 | 2018-309 | USD | 33.34 | 33.34
F026 | 0235 | Column Heater | Waters | WAT038040 | H01CHM335M | 12 | 2019-02-13 | 2020-02-13 | Feb | Flex Internal | USD | 33.34 | 33.34 | Flex |  | Flex |  |  | Flex | 2019-03-27 | 2019-178 | USD | 33.34 | 33.34 | 1H 2018 | 2018-309 | USD | 33.34 | 33.34
F027 | 0236 | Column Heater | Waters | WAT038040 | MX6JM7863M | 12 | 2019-02-15 | 2020-02-15 | Feb | Flex Internal | USD | 33.34 | 33.34 | Flex |  | Flex |  |  | Flex | 2019-03-27 | 2019-178 | USD | 33.34 | 33.34 | 1H 2018 | 2018-309 | USD | 33.34 | 33.34
F028 | 0237 | Column Heater | Waters | WAT038040 | L97CHM711M | 12 | 2019-02-15 | 2020-02-15 | Feb | Flex Internal | USD | 33.34 | 33.34 | Flex |  | Flex |  |  | Flex | 2019-03-27 | 2019-178 | USD | 33.34 | 33.34 | 1H 2018 | 2018-309 | USD | 33.34 | 33.34
F029 | 0238 | Column Heater | Waters | WAT038040 | MX6KM9444M | 12 | 2019-04-02 | 2020-04-02 | Apr | Flex Internal | USD | 33.34 | 33.34 | Flex |  | Flex |  |  | Flex | 2019-06-18 | 2019-268 | USD | 33.34 | 33.34 | 1H 2018 | 2018-309 | USD | 33.34 | 33.34
F030 | 0239 | Column Heater | Waters | WAT038040 | MX5MM5993M | 12 | 2019-02-15 | 2020-02-15 | Feb | Flex Internal | USD | 33.34 | 33.34 | Flex |  | Flex |  |  | Flex | 2019-03-27 | 2019-178 | USD | 33.34 | 33.34 | 1H 2018 | 2018-309 | USD | 33.34 | 33.34
F031 | 0244 | Column Heater | Waters | WAT038040 | MX6JM7867M | 12 | 2019-02-15 | 2020-02-15 | Feb | Flex Internal | USD | 33.34 | 33.34 | Flex |  | Flex |  |  | Flex | 2019-03-27 | 2019-178 | USD | 33.34 | 33.34 | 1H 2018 | 2018-309 | USD | 33.34 | 33.34
F032 | 0245 | Digital Multimeter | Fluke | 110 | 85730619 | 12 | 2019-12-16 | 2020-12-16 | Dec | TSIA | SGD | 72 | 52.73 | Flex |  | Flex | 2020-01-17 | 2020-035 | Flex | 2019-03-26 | 2019-148 | SGD | 72 | 52.95 | 1H 2018 | 2018-309 | SGD | 72 | 53.7
F033 | 0246 | Digital Multimeter | Fluke | 179 | 90240092 | 12 | 2019-01-18 | 2020-01-18 | Jan | TSIA | SGD | 72 | 52.95 | Flex |  | Flex |  |  | Flex | 2019-03-26 | 2019-148 | SGD | 72 | 52.95 | 1H 2018 | 2018-309 | SGD | 72 | 53.7
F034 | *** 0249 | Electrical Safety Analyzer | Quadtech | Guardian 6000 | 5037655 | 12 | 2019-01-09 | 2020-01-09 | Jan | Micro Precision | SGD | 300 | 220.64 | Flex |  | Flex |  |  | Flex | 2019-03-26 | 2019-148 | SGD | 300 | 220.64 | 1H 2018 | 2018-309 | SGD | 300 | 223.76
F035 | 0256 | Pressure Calibrator | Ametek | APC10KGINDG | 9093205 | 12 | 2019-11-22 | 2020-11-21 | Nov | SIS | SGD | 320 | 234.3636 | Flex |  | Flex | 2020-01-17 | 2020-035 | Flex |  |  | SGD | 316 | 231.5 | Q3 2018 | 2019-017 | SGD | 316 | 231.5
F036a | 0259 | Injector Seal Pack Tester | Waters | TE82503-5 | TE82503-5 | 6 | 2019-03-01 | 2019-09-01 | Mar | Flex Internal | USD | 141.94 | 141.94 | Flex |  | Flex |  |  | Flex | 2019-05-08 | 2019-219 | USD | 141.94 | 141.94 | 1H 2018 | 2018-309 | USD | 141.94 | 141.94
F036b | 0259 | Injector Seal Pack Tester | Waters | TE82503-5 | TE82503-5 | 6 | 2019-08-30 | 2020-02-29 | Aug | Flex Internal | USD | 141.94 | 141.94 | Flex |  | Flex |  |  | Flex | 2019-09-27 | 2019-447 | USD | 141.94 | 141.94 | Q3 2018 | 2019-017 | USD | 141.94 | 141.94
F037a | 0278 | Electronic Weigh Balance | AND | HR200 | 12316922 | 6 | 2019-02-28 | 2019-08-28 | Feb | Ming Deng | SGD | 80 | 59.29 | Flex |  | Flex |  |  | Flex | 2019-03-27 | 2019-178 | SGD | 80 | 59.29 | 1H 2018 | 2018-309 | SGD | 72 | 53.7
F037b | 0278 | Electronic Weigh Balance | AND | HR200 | 12316922 | 6 | 2019-08-30 | 2020-02-29 | Aug | Ming Deng | SGD | 72 | 52.75 | Flex |  | Flex |  |  | Flex | 2019-09-27 | 2019-447 | SGD | 72 | 52.75 | Q3 2018 | 2019-017 | SGD | 72 | 52.75
F038 | 0279 | High Voltage Probe | Fluke | 80K-6 | 89200011 | 12 | 2019-09-24 | 2020-09-23 | Sep | SGS | SGD | 218 | 159.71 | Flex |  | Flex |  |  | Flex | 2019-11-04 | 2019-515 | SGD | 218 | 159.71 | Q3 2018 | 2019-017 | SGD | 218 | 159.71
F039 | 0280 | Clamp Meter | Kyoritsu | 2033 | 66386 | 12 | 2019-07-30 | 2020-07-30 | Jul | TSIA | SGD | 108 | 79.12 | Flex |  | Flex |  |  | Flex | 2019-09-27 | 2019-447 | SGD | 108 | 79.12 | Q3 2018 | 2019-017 | SGD | 108 | 79.12
F040 | EQID 0311 | Temperature Control Module | Waters | WAT091728 | E97TCM153R | 12 | 2019-04-02 | 2020-04-02 | Apr | Flex Internal | USD | 33.4 | 33.4 | Flex |  | Flex |  |  | Flex | 2019-07-10 | 2019-306 | USD | 33.4 | 33.4 | 1H 2018 | 2018-309 | USD | 33.4 | 33.4
F041 | *** 0360 | Electrical Safety Analyzer | Quadtech | Guardian 6000 | 6069766 | 12 | 2018-12-04 | 2019-12-04 | Dec | Micro Precision | SGD | 300 | 217.74 | Flex |  | Flex |  |  | Flex |  |  | SGD | 300 | 217.74 | Nov 2018 | 2019-018 | SGD | 300 | 217.74
F042 | 0430 | Picoammeter | Keithley | 485 | 310788 | 12 | 2019-03-11 | 2020-03-11 | Mar | Keysight | SGD | 283 | 209.74 | Flex |  | Flex |  |  | Flex | 2019-05-08 | 2019-219 | SGD | 283 | 209.74 | 1H 2018 | 2018-309 | SGD | 270 | 201.39
F044 | *** 0432 | Electrical Safety Analyzer | Quadtech | Guardian 6000 Plus | 8280865 | 12 | 2019-10-03 | 2020-10-03 | Oct | Micro Precision | SGD | 300 | 217.06 | Flex |  | Flex |  |  | Flex | 2019-12-16 | 2019-558 | SGD | 300 | 217.06 | Q3 2018 | 2019-017 | SGD | 300 | 219.78
F045 | 0458 | Auto Pressure (Flowcell Tester) | Waters | NA | TE-82475-2 | 12 | 2019-04-11 | 2020-04-11 | Apr | Flex Internal | USD | 141.94 | 141.94 | Flex |  | Flex |  |  | Flex | 2019-06-18 | 2019-268 | USD | 141.94 | 141.94 | 1H 2018 | 2018-309 | USD | 141.94 | 141.94
F046 | 0481 | Liquilaz | Particle Measuring Systems | E20P | 51053 | 12 | 2019-08-21 | 2019-08-21 | Aug | Particle Measuring Systems | SGD | 1848 | 1353.85 | Flex |  | Flex |  |  | Flex | 2019-09-27 | 2019-447 | SGD | 1848 | 1353.85 | Q3 2018 | 2019-017 | SGD | 1848 | 1353.85
F047a | 0497 | Electronic Weigh Balance | AND | HR200 | 12326186 | 6 | 2019-09-05 | 2020-09-04 | Sep | Ming Deng | SGD | 72 | 52.95 | Flex |  | Flex |  |  | Flex | 2019-11-04 | 2019-515 | SGD | 72 | 52.95 | 1H 2018 | 2018-309 | SGD | 72 | 53.7
F047b | 0497 | Electronic Weigh Balance | AND | HR200 | 12326186 | 6 |  |  |  | Ming Deng | SGD | 72 | 52.75 | Flex | Equipment removed | Flex |  |  | Flex |  |  | SGD | 72 | 52.75 | Q3 2018 | 2019-017 | SGD | 72 | 52.75
F048a | 0498 | Electronic Weigh Balance | AND | HR200 | 12326300 | 6 | 2019-02-06 | 2019-08-06 | Feb | Ming Deng | SGD | 72 | 53.36 | Flex |  | Flex |  |  | Flex | 2019-03-27 | 2019-178 | SGD | 72 | 53.36 | 1H 2018 | 2018-309 | SGD | 72 | 53.7
F048b | 0498 | Electronic Weigh Balance | AND | HR200 | 12326300 | 6 | 2018-08-06 | 2019-02-06 | Aug | Ming Deng | SGD | 72 | 52.75 | Flex |  | Flex |  |  | Flex |  |  | SGD | 72 | 52.75 | Q3 2018 | 2019-017 | SGD | 72 | 52.75
F049a | 0499 | Electronic Weigh Balance | AND | HR200 | 12324733 | 6 | 2019-12-16 | 2020-06-16 | Dec | Ming Deng | SGD | 80 | 58.5909 | Flex |  | Flex | 2020-01-17 | 2020-035 | Flex | 2019-03-26 | 2019-148 | SGD | 72 | 52.95 | 1H 2018 | 2018-309 | SGD | 72 | 53.7
F049b | 0499 | Electronic Weigh Balance | AND | HR200 | 12324733 | 6 | 2019-06-24 | 2019-11-24 | Jun | Ming Deng | SGD | 72 | 52.75 | Flex |  | Flex |  |  | Flex | 2019-07-22 | 2019-323 | SGD | 72 | 52.75 | Q3 2018 | 2019-017 | SGD | 72 | 52.75
F050a | 0500 | Electronic Weigh Balance | AND | HR200 | 12326184 | 6 | 2019-05-02 | 2019-11-02 | May | Ming Deng | SGD | 80 | 58.87 | Flex |  | Flex |  |  | Flex | 2019-07-10 | 2019-306 | SGD | 80 | 58.87 | 1H 2018 | 2018-309 | SGD | 72 | 53.7
F050b | 0500 | Electronic Weigh Balance | AND | HR200 | 12326184 | 6 | 2019-10-23 | 2020-04-23 | Oct | Ming Deng | SGD | 80 | 57.88 | Flex |  | Flex |  |  | Flex | 2019-12-16 | 2019-558 | SGD | 80 | 57.88 | Dec 2018 | 2019-127 | SGD | 72 | 52.26
F051a | 0501 | Electronic Weigh Balance | AND | HR200 | 12326187 | 6 | 2019-12-16 | 2020-06-16 | Dec | Ming Deng | SGD | 80 | 58.5909 | Flex |  | Flex | 2020-01-17 | 2020-035 | Flex | 2019-03-26 | 2019-148 | SGD | 72 | 52.95 | 1H 2018 | 2018-309 | SGD | 72 | 53.7
F051b | 0501 | Electronic Weigh Balance | AND | HR200 | 12326187 | 6 | 2019-06-24 | 2019-11-14 | Jun | Ming Deng | SGD | 72 | 52.75 | Flex |  | Flex |  |  | Flex | 2019-07-22 | 2019-323 | SGD | 72 | 52.75 | Q3 2018 | 2019-017 | SGD | 72 | 52.75
F052a | 0502 | Electronic Weigh Balance | AND | HR200 | 12326180 | 6 | 2019-12-16 | 2020-06-16 | Dec | Ming Deng | SGD | 80 | 58.5909 | Flex |  | Flex | 2020-01-17 | 2020-035 | Flex | 2019-03-26 | 2019-148 | SGD | 72 | 52.95 | 1H 2018 | 2018-309 | SGD | 72 | 53.7
F052b | 0502 | Electronic Weigh Balance | AND | HR200 | 12326180 | 6 | 2019-06-24 | 2019-11-24 | Jun | Ming Deng | SGD | 72 | 52.75 | Flex |  | Flex |  |  | Flex | 2019-07-22 | 2019-323 | SGD | 72 | 52.75 | Q3 2018 | 2019-017 | SGD | 72 | 52.75
F053a | 0503 | Electronic Weigh Balance | AND | HR200 | 12326190 | 6 | 2019-12-16 | 2020-06-16 | Dec | Ming Deng | SGD | 80 | 58.5909 | Flex |  | Flex | 2020-01-17 | 2020-035 | Flex | 2019-03-26 | 2019-148 | SGD | 72 | 52.95 | 1H 2018 | 2018-309 | SGD | 72 | 53.7
F053b | 0503 | Electronic Weigh Balance | AND | HR200 | 12326190 | 6 | 2019-06-24 | 2019-11-24 | Jun | Ming Deng | SGD | 72 | 52.75 | Flex |  | Flex |  |  | Flex | 2019-07-22 | 2019-323 | SGD | 72 | 52.75 | Q3 2018 | 2019-017 | SGD | 72 | 52.75
F054a | 0504 | Electronic Weigh Balance | AND | HR200 | 12326279 | 6 | 2019-12-16 | 2020-06-16 | Dec | Ming Deng | SGD | 80 | 58.5909 | Flex |  | Flex | 2020-01-17 | 2020-035 | Flex | 2019-03-27 | 2019-178 | SGD | 72 | 52.95 | 1H 2018 | 2018-309 | SGD | 72 | 53.7
F054b | 0504 | Electronic Weigh Balance | AND | HR200 | 12326279 | 6 | 2019-06-24 | 2019-11-24 | Jun | Ming Deng | SGD | 72 | 52.75 | Flex |  | Flex |  |  | Flex | 2019-07-22 | 2019-323 | SGD | 72 | 52.75 | Q3 2018 | 2019-017 | SGD | 72 | 52.75
F055a | 0592 | Torque Wrench | Snap-on | QD2R1000 | 1009032663 | 6 | 2019-02-22 | 2019-08-22 | Feb | Ming Deng | SGD | 80 | 59.29 | Flex |  | Flex |  |  | Flex | 2019-03-27 | 2019-178 | SGD | 80 | 59.29 | 1H 2018 | 2018-309 | SGD | 64 | 47.74
F055b | 0592 | Torque Wrench | Snap-on | QD2R1000 | 1009032663 | 6 | 2019-09-03 | 2020-03-03 | Sep | Ming Deng | SGD | 64 | 46.89 | Flex |  | Flex |  |  | Flex | 2019-09-27 | 2019-447 | SGD | 64 | 46.89 | Q3 2018 | 2019-017 | SGD | 64 | 46.89
F056a | 0594 | Dial Depth Gauge | Mitutoyo | 2904S / 7217S | LQY537 / 000943 | 6 | 2019-02-28 | 2019-08-28 | Feb | Ming Deng | SGD | 32 | 23.72 | Flex |  | Flex |  |  | Flex | 2019-03-27 | 2019-178 | SGD | 32 | 23.72 | 1H 2018 | 2018-309 | SGD | 32 | 23.87
F056b | 0594 | Dial Depth Gauge | Mitutoyo | 2904S / 7217S | LQY537 / 000943 | 6 | 2019-08-27 | 2020-02-27 | Aug | Ming Deng | SGD | 32 | 23.44 | Flex |  | Flex |  |  | Flex | 2019-09-27 | 2019-447 | SGD | 32 | 23.44 | Q3 2018 | 2019-017 | SGD | 32 | 23.44
F057a | 0595 | Dial Indicator | Mitutoyo | 2514S | JDY576 | 6 | 2019-02-21 | 2019-08-21 | Feb | Ming Deng | SGD | 27 | 20.01 | Flex |  | Flex |  |  | Flex | 2019-03-27 | 2019-178 | SGD | 27 | 20.01 | 1H 2018 | 2018-309 | SGD | 24 | 17.9
F057b | 0595 | Dial Indicator | Mitutoyo | 2514S | JDY576 | 6 | 2019-08-27 | 2020-02-27 | Aug | Ming Deng | SGD | 32 | 23.44 | Flex |  | Flex |  |  | Flex | 2019-09-27 | 2019-447 | SGD | 32 | 23.44 | Q3 2018 | 2019-017 | SGD | 32 | 23.44
F058 | 0597 | Mass Flow Meter | Aalborg | GFM17 | 170609-1 | 12 | 2019-07-15 | 2020-07-15 | Jul | Caltek | SGD | 390 | 288.21 | Flex |  | Flex |  |  | Flex | 2019-08-27 | 2019-383 | SGD | 390 | 288.21 | Q3 2018 | 2019-017 | SGD | 390 | 285.71
F059 | PM 03484 | BSM/QSM Tester | Waters | TE-82943 | TE-82943-18 | 12 | 2019-06-14 | 2020-06-14 | Jun | Flex Internal | USD | 15.79 | 15.79 | Flex | EQID 0631 | Flex |  |  | Flex | 2019-07-22 | 2019-323 | USD | 15.79 | 15.79 | 1H 2018 | 2018-309 | USD | 15.79 | 15.79
F060 | PM 03484 | BSM/QSM Tester | Waters | TE-82943 | TE-82943-17 | 12 | 2019-06-14 | 2020-06-14 | Jun | Flex Internal | USD | 15.79 | 15.79 | Flex | EQID 0632 | Flex |  |  | Flex | 2019-07-22 | 2019-323 | USD | 15.79 | 15.79 | 1H 2018 | 2018-309 | USD | 15.79 | 15.79
F061 | PM 03482 | BSM/QSM Tester | Waters | TE-82943 | TE-82943-16 | 12 | 2019-06-14 | 2020-06-14 | Jun | Flex Internal | USD | 15.79 | 15.79 | Flex | EQID 0633 | Flex |  |  | Flex | 2019-07-22 | 2019-323 | USD | 15.79 | 15.79 | 1H 2018 | 2018-309 | USD | 15.79 | 15.79
F062 | PM 03481 | BSM/QSM Tester | Waters | TE-82943 | TE-82943-15 | 12 | 2019-06-14 | 2020-06-14 | Jun | Flex Internal | USD | 15.79 | 15.79 | Flex | EQID 0634 | Flex |  |  | Flex | 2019-07-22 | 2019-323 | USD | 15.79 | 15.79 | 1H 2018 | 2018-309 | USD | 15.79 | 15.79
F063 | PM 03480 | BSM/QSM Tester | Waters | TE-82943 | TE-82943-14 | 12 | 2019-06-14 | 2020-06-14 | Jun | Flex Internal | USD | 15.79 | 15.79 | Flex | EQID 0635 | Flex |  |  | Flex | 2019-07-22 | 2019-323 | USD | 15.79 | 15.79 | 1H 2018 | 2018-309 | USD | 15.79 | 15.79
F064 | PM 03479 | BSM/QSM Tester | Waters | TE-82943 | TE-82943-13 | 12 | 2019-06-14 | 2020-06-14 | Jun | Flex Internal | USD | 15.79 | 15.79 | Flex | EQID 0636 | Flex |  |  | Flex | 2019-07-22 | 2019-323 | USD | 15.79 | 15.79 | 1H 2018 | 2018-309 | USD | 15.79 | 15.79
F065 | PM 03478 | BSM/QSM Tester | Waters | TE-82943 | TE-82943-12 | 12 | 2019-06-14 | 2020-06-14 | Jun | Flex Internal | USD | 15.79 | 15.79 | Flex | EQID 0637 | Flex |  |  | Flex | 2019-07-22 | 2019-323 | USD | 15.79 | 15.79 | 1H 2018 | 2018-309 | USD | 15.79 | 15.79
F066 | PM 03477 | BSM/QSM Tester | Waters | TE-82943 | TE-82943-11 | 12 | 2019-06-14 | 2020-06-14 | Jun | Flex Internal | USD | 15.79 | 15.79 | Flex | EQID 0638 | Flex |  |  | Flex | 2019-07-22 | 2019-323 | USD | 15.79 | 15.79 | 1H 2018 | 2018-309 | USD | 15.79 | 15.79
F067 | PM 03372 | Dual Wavelength Detector | Waters | TUV Detector | M09UPT364A | 12 | 2019-04-17 | 2020-04-17 | Apr | Flex Internal | USD | 105.29 | 105.29 | Flex | EQID 0670 | Flex |  |  | Flex | 2019-07-10 | 2019-306 | USD | 105.29 | 105.29 | 1H 2018 | 2018-309 | USD | 105.29 | 105.29
F068 | PM 03373 | Dual Wavelength Detector | Waters | TUV Detector | M09UPT361A | 12 | 2019-04-17 | 2020-04-17 | Apr | Flex Internal | USD | 105.29 | 105.29 | Flex | EQID 0671 | Flex |  |  | Flex | 2019-07-10 | 2019-306 | USD | 105.29 | 105.29 | 1H 2018 | 2018-309 | USD | 105.29 | 105.29
F069 | PM 03374 | Dual Wavelength Detector | Waters | TUV Detector | K09UPT215A | 12 | 2019-04-17 | 2020-04-17 | Apr | Flex Internal | USD | 105.29 | 105.29 | Flex | EQID 0672 | Flex |  |  | Flex | 2019-07-10 | 2019-306 | USD | 105.29 | 105.29 | 1H 2018 | 2018-309 | USD | 105.29 | 105.29
F070 | PM 03375 | Dual Wavelength Detector | Waters | TUV Detector | M09UPT362A | 12 | 2019-04-17 | 2020-04-17 | Apr | Flex Internal | USD | 105.29 | 105.29 | Flex | EQID 0673 | Flex |  |  | Flex | 2019-07-10 | 2019-306 | USD | 105.29 | 105.29 | 1H 2018 | 2018-309 | USD | 105.29 | 105.29
F071 | PM 03376 | Dual Wavelength Detector | Waters | TUV Detector | M09UPT363A | 12 | 2019-04-18 | 2020-04-18 | Apr | Flex Internal | USD | 105.29 | 105.29 | Flex | EQID 0674 | Flex |  |  | Flex | 2019-07-10 | 2019-306 | USD | 105.29 | 105.29 | 1H 2018 | 2018-309 | USD | 105.29 | 105.29
F072 | PM 03377 | Dual Wavelength Detector | Waters | TUV Detector | M09UPT360A | 12 | 2019-04-18 | 2020-04-18 | Apr | Flex Internal | USD | 105.29 | 105.29 | Flex | EQID 0675 | Flex |  |  | Flex | 2019-07-10 | 2019-306 | USD | 105.29 | 105.29 | 1H 2018 | 2018-309 | USD | 105.29 | 105.29
F073 | PM 03378 | Dual Wavelength Detector | Waters | TUV Detector | M09UPT359A | 12 | 2019-04-18 | 2020-04-18 | Apr | Flex Internal | USD | 105.29 | 105.29 | Flex | EQID 0676 | Flex |  |  | Flex | 2019-07-10 | 2019-306 | USD | 105.29 | 105.29 | 1H 2018 | 2018-309 | USD | 105.29 | 105.29
F074 | PM 03371 | Dual Wavelength Detector | Waters | TUV Detector | M09UPT366A | 12 | 2019-04-18 | 2020-04-18 | Apr | Flex Internal | USD | 105.29 | 105.29 | Flex | EQID 0677 | Flex |  |  | Flex | 2019-07-10 | 2019-306 | USD | 105.29 | 105.29 | 1H 2018 | 2018-309 | USD | 105.29 | 105.29
F075a | 0877 | Torque Wrench | Snap-on | QD1R200 | 408302147 | 6 | 2019-02-21 | 2019-08-21 | Feb | Ming Deng | SGD | 80 | 59.29 | Flex |  | Flex |  |  | Flex | 2019-03-27 | 2019-178 | SGD | 80 | 59.29 | 1H 2018 | 2018-309 | SGD | 64 | 47.74
F075b | 0877 | Torque Wrench | Snap-on | QD1R200 | 408302147 | 6 | 2019-09-03 | 2020-03-03 | Sep | Ming Deng | SGD | 64 | 46.89 | Flex |  | Flex |  |  | Flex | 2019-09-27 | 2019-447 | SGD | 64 | 46.89 | Q3 2018 | 2019-017 | SGD | 64 | 46.89
F076 | 1109 | Dual Wavelength Detector | Waters | TUV Detector | K05UPT479M | 12 | 2019-02-05 | 2020-02-05 | Feb | Flex Internal | USD | 105.29 | 105.29 | Flex |  | Flex |  |  | Flex | 2019-03-27 | 2019-178 | USD | 105.29 | 105.29 | 1H 2018 | 2018-309 | USD | 105.29 | 105.29
F077 | 1394 | 2489 UV / Visible Detector | Waters | 186248900 | H1387E726A | 12 | 2019-06-12 | 2020-06-12 | Jun | Flex Internal | USD | 105.29 | 105.29 | Flex |  | Flex |  |  | Flex | 2019-07-22 | 2019-323 | USD | 105.29 | 105.29 | 1H 2018 | 2018-309 | USD | 105.29 | 105.29
F078 | 1395 | 2489 UV / Visible Detector | Waters | 186248900 | H1387E727A | 12 | 2019-07-10 | 2020-07-10 | Jul | Flex Internal | USD | 105.29 | 105.29 | Flex |  | Flex |  |  | Flex | 2019-08-27 | 2019-383 | USD | 105.29 | 105.29 | Q3 2018 | 2019-017 | USD | 105.29 | 105.29
F079 | 1396 | 2489 UV / Visible Detector | Waters | 186248900 | H1387E728A | 12 | 2019-06-28 | 2020-06-28 | Jun | Flex Internal | USD | 105.29 | 105.29 | Flex |  | Flex |  |  | Flex | 2019-07-22 | 2019-323 | USD | 105.29 | 105.29 | 1H 2018 | 2018-309 | USD | 105.29 | 105.29
F080 | 1397 | 2489 UV / Visible Detector | Waters | 186248900 | H1387E729A | 12 | 2019-07-19 | 2020-07-19 | Jul | Flex Internal | USD | 105.29 | 105.29 | Flex |  | Flex |  |  | Flex | 2019-08-27 | 2019-383 | USD | 105.29 | 105.29 | Q3 2018 | 2019-017 | USD | 105.29 | 105.29
F081 | 1398 | 2489 UV / Visible Detector | Waters | 186248900 | H1387E730A | 12 | 2019-07-11 | 2020-07-11 | Jul | Flex Internal | USD | 105.29 | 105.29 | Flex |  | Flex |  |  | Flex | 2019-08-27 | 2019-383 | USD | 105.29 | 105.29 | Q3 2018 | 2019-017 | USD | 105.29 | 105.29
F082 | 1399 | 2489 UV / Visible Detector | Waters | 186248900 | H1387E731A | 12 | 2019-06-03 | 2020-06-03 | Jun | Flex Internal | USD | 105.29 | 105.29 | Flex |  | Flex |  |  | Flex | 2019-07-22 | 2019-323 | USD | 105.29 | 105.29 | 1H 2018 | 2018-309 | USD | 105.29 | 105.29
F083 | 1400 | 2489 UV / Visible Detector | Waters | 186248900 | H1387E732A | 12 | 2019-06-11 | 2020-06-11 | Jun | Flex Internal | USD | 105.29 | 105.29 | Flex |  | Flex |  |  | Flex | 2019-07-22 | 2019-323 | USD | 105.29 | 105.29 | 1H 2018 | 2018-309 | USD | 105.29 | 105.29
F084 | 1401 | 2489 UV / Visible Detector | Waters | 186248900 | H1387E733A | 12 | 2019-06-13 | 2020-06-13 | Jun | Flex Internal | USD | 105.29 | 105.29 | Flex |  | Flex |  |  | Flex | 2019-07-22 | 2019-323 | USD | 105.29 | 105.29 | 1H 2018 | 2018-309 | USD | 105.29 | 105.29
F085 | 1402 | 2489 UV / Visible Detector | Waters | 186248900 | H1387E734A | 12 | 2019-07-19 | 2020-07-19 | Jul | Flex Internal | USD | 105.29 | 105.29 | Flex |  | Flex |  |  | Flex | 2019-08-27 | 2019-383 | USD | 105.29 | 105.29 | Q3 2018 | 2019-017 | USD | 105.29 | 105.29
F086 | 1403 | 2489 UV / Visible Detector | Waters | 186248900 | H1387E735A | 12 | 2019-07-10 | 2020-07-10 | Jul | Flex Internal | USD | 105.29 | 105.29 | Flex |  | Flex |  |  | Flex | 2019-08-27 | 2019-383 | USD | 105.29 | 105.29 | Q3 2018 | 2019-017 | USD | 105.29 | 105.29
F087 | 1404 | 2489 UV / Visible Detector | Waters | 186248900 | H1387E736A | 12 | 2019-06-21 | 2020-06-21 | Jun | Flex Internal | USD | 105.29 | 105.29 | Flex |  | Flex |  |  | Flex | 2019-07-22 | 2019-323 | USD | 105.29 | 105.29 | 1H 2018 | 2018-309 | USD | 105.29 | 105.29
F088 | 1405 | 2489 UV / Visible Detector | Waters | 186248900 | H1387E737A | 12 | 2019-07-11 | 2020-07-11 | Jul | Flex Internal | USD | 105.29 | 105.29 | Flex |  | Flex |  |  | Flex | 2019-08-27 | 2019-383 | USD | 105.29 | 105.29 | Q3 2018 | 2019-017 | USD | 105.29 | 105.29
F089 | 1428 | 2489 UV / Visible Detector | Waters | 186248900 | H1387E710A | 12 | 2019-07-11 | 2020-07-11 | Jul | Flex Internal | USD | 105.29 | 105.29 | Flex |  | Flex |  |  | Flex | 2019-08-27 | 2019-383 | USD | 105.29 | 105.29 | Q3 2018 | 2019-017 | USD | 105.29 | 105.29
F090 | 1429 | 2489 UV / Visible Detector | Waters | 186248900 | D1387E759A | 12 | 2019-04-10 | 2020-04-10 | Apr | Flex Internal | USD | 105.29 | 105.29 | Flex |  | Flex |  |  | Flex | 2019-06-18 | 2019-268 | USD | 105.29 | 105.29 | 1H 2018 | 2018-309 | USD | 105.29 | 105.29
F091 | 1430 | 2489 UV / Visible Detector | Waters | 186248900 | D1387E763A | 12 | 2019-04-11 | 2020-04-11 | Apr | Flex Internal | USD | 105.29 | 105.29 | Flex |  | Flex |  |  | Flex | 2019-06-18 | 2019-268 | USD | 105.29 | 105.29 | 1H 2018 | 2018-309 | USD | 105.29 | 105.29
F092 | 1431 | 2489 UV / Visible Detector | Waters | 186248900 | D1387E765A | 12 | 2019-04-12 | 2020-04-12 | Apr | Flex Internal | USD | 105.29 | 105.29 | Flex |  | Flex |  |  | Flex | 2019-06-18 | 2019-268 | USD | 105.29 | 105.29 | 1H 2018 | 2018-309 | USD | 105.29 | 105.29
F093 | 1432 | 2489 UV / Visible Detector | Waters | 186248900 | D1387E766A | 12 | 2019-04-06 | 2020-04-06 | Apr | Flex Internal | USD | 105.29 | 105.29 | Flex |  | Flex |  |  | Flex | 2019-06-18 | 2019-268 | USD | 105.29 | 105.29 | 1H 2018 | 2018-309 | USD | 105.29 | 105.29
F094 | 1433 | 2489 UV / Visible Detector | Waters | 186248900 | C1387E135M | 12 | 2019-04-12 | 2020-04-12 | Apr | Flex Internal | USD | 105.29 | 105.29 | Flex |  | Flex |  |  | Flex | 2019-06-18 | 2019-268 | USD | 105.29 | 105.29 | 1H 2018 | 2018-309 | USD | 105.29 | 105.29
F095 | *** 1492 | Electrical Safety Analyzer | Chroma | 19032 | 19032G000182 | 12 | 2019-10-26 | 2020-10-26 | Oct | Micro Precision | SGD | 300 | 217.06 | Flex |  | Flex |  |  | Flex | 2019-12-16 | 2019-558 | SGD | 300 | 217.06 | Nov 2018 | 2019-018 | SGD | 300 | 217.74
F096 | 1515 | 2489 UV / Visible Detector | Waters | 186248900 | B1587E607A | 12 | 2019-12-26 | 2020-12-26 | Dec | Flex Internal | USD | 105.29 | 105.29 | Flex |  | Flex | 2020-01-17 | 2020-035 | Flex | 2019-03-27 | 2019-178 | USD | 33.34 | 33.34 | 1H 2018 | 2018-309 | USD | 105.29 | 105.29
F097 | 1516 | 2489 UV / Visible Detector | Waters | 186248900 | B1587E608A | 12 | 2019-12-27 | 2020-12-27 | Dec | Flex Internal | USD | 105.29 | 105.29 | Flex |  | Flex | 2020-01-17 | 2020-035 | Flex | 2019-03-27 | 2019-178 | USD | 33.34 | 33.34 | 1H 2018 | 2018-309 | USD | 105.29 | 105.29
F098 | 1519 | 2489 UV / Visible Detector | Waters | 186248900 | B1587E609A | 12 | 2019-12-27 | 2020-12-27 | Dec | Flex Internal | USD | 105.29 | 105.29 | Flex |  | Flex | 2020-01-17 | 2020-035 | Flex | 2019-03-27 | 2019-178 | USD | 33.34 | 33.34 | 1H 2018 | 2018-309 | USD | 105.29 | 105.29
F099 | 1520 | 2489 UV / Visible Detector | Waters | 186248900 | B1587E610A | 12 | 2020-12-26 | 2020-12-26 | Dec | Flex Internal | USD | 105.29 | 105.29 | Flex |  | Flex | 2020-01-17 | 2020-035 | Flex | 2019-03-27 | 2019-178 | USD | 33.34 | 33.34 | 1H 2018 | 2018-309 | USD | 105.29 | 105.29
F100 | 1577 | Macbeth Lighting | X-Rite | Judge II | C61093261217 | 12 | 2019-09-04 | 2020-09-03 | Sep | X-Rite | SGD | 1100 | 805.86 | Flex |  | Flex |  |  | Flex | 2019-11-04 | 2019-515 | SGD | 1100 | 805.86 | Q3 2018 | 2019-017 | SGD | 1100 | 805.86
F101 | 1781 | Column Heater | Waters | WAT091727 | C13CHM795R | 12 | 2019-07-17 | 2020-07-17 | Jul | Flex Internal | USD | 33.34 | 33.34 | Flex |  | Flex |  |  | Flex | 2019-08-27 | 2019-383 | USD | 33.34 | 33.34 | Q3 2018 | 2019-017 | USD | 33.34 | 33.34
F102 | 1782 | Column Heater | Waters | WAT091727 | D12CHM299R | 12 | 2019-07-17 | 2020-07-17 | Jul | Flex Internal | USD | 33.34 | 33.34 | Flex |  | Flex |  |  | Flex | 2019-08-27 | 2019-383 | USD | 33.34 | 33.34 | Q3 2018 | 2019-017 | Flex | 33.34 | 33.34
F103 | 1783 | Column Heater | Waters | WAT091727 | K14CHM398R | 12 | 2019-07-18 | 2020-07-18 | Jul | Flex Internal | USD | 33.34 | 33.34 | Flex |  | Flex |  |  | Flex | 2019-08-27 | 2019-383 | USD | 33.34 | 33.34 | Q3 2018 | 2019-017 | USD | 33.34 | 33.34
F104 | 1784 | Column Heater | Waters | WAT091727 | L14CHM438R | 12 | 2019-07-19 | 2020-07-19 | Jul | Flex Internal | USD | 33.34 | 33.34 | Flex |  | Flex |  |  | Flex | 2019-08-27 | 2019-383 | USD | 33.34 | 33.34 | Q3 2018 | 2019-017 | USD | 33.34 | 33.34
F105 | 1787 | Column Heater | Waters | WAT091727 | D15CHM641R | 12 | 2019-07-19 | 2020-07-19 | Jul | Flex Internal | USD | 33.34 | 33.34 | Flex |  | Flex |  |  | Flex | 2019-08-27 | 2019-383 | USD | 33.34 | 33.34 | Q3 2018 | 2019-017 | USD | 33.34 | 33.34
F106a | 2035 | Electronic Weigh Balance | AND | HR200 | 12336741 | 6 | 2019-05-02 | 2019-11-02 | May | Ming Deng | SGD | 80 | 58.87 | Flex |  | Flex |  |  | Flex | 2019-07-10 | 2019-306 | SGD | 80 | 58.87 | 1H 2018 | 2018-309 | SGD | 72 | 53.7
F106b | 2035 | Electronic Weigh Balance | AND | HR200 | 12336741 | 6 | 2019-10-23 | 2020-04-23 | Oct | Ming Deng | SGD | 80 | 57.88 | Flex |  | Flex |  |  | Flex | 2019-12-16 | 2019-558 | SGD | 80 | 57.88 | ? | ? | SGD | 72 | 52.75
F107 | *** 2094 | Load Box | Chroma | S14-03 | 14354695 | 12 | 2019-12-12 | 2020-12-12 | Dec | TSIA | SGD | 216 | 158.1954 | Flex |  | Flex | 2020-01-17 | 2020-035 | Flex | 2019-12-03 |  | SGD | 120 | 89.51 | 1H 2018 | 2018-309 | SGD | 120 | 89.51
F108 | *** 2095 | Load Box | Chroma | S14-03 | 14354681 | 12 | 2019-04-18 | 2020-04-18 | Apr | BestLabs | SGD | 216 | 159.35 | Flex |  | Flex |  |  | Flex | 2019-06-18 | 2019-268 | SGD | 216 | 159.35 | 1H 2018 | 2018-309 | SGD | 120 | 89.51
F109 | *** 2096 | Load Box | Chroma | S14-03 | 14354691 | 12 | 2019-04-26 | 2020-04-26 | Apr | BestLabs | SGD | 216 | 159.35 | Flex |  | Flex |  |  | Flex | 2019-06-18 | 2019-268 | SGD | 216 | 159.35 | 1H 2018 | 2018-309 | SGD | 120 | 89.51
F110 | *** 2097 | Load Box | Chroma | S14-03 | 7322788 | 12 | 2019-04-25 | 2020-04-25 | Apr | BestLabs | SGD | 216 | 159.35 | Flex |  | Flex |  |  | Flex | 2019-06-18 | 2019-268 | SGD | 216 | 159.35 | 1H 2018 | 2018-309 | SGD | 120 | 89.51
F111 | 2217 | Benchtop Measuring Machine | Quality Vision International | StarLite 150 | RSL1002609 | 12 | 2019-04-23 | 2020-04-22 | Apr | Optical Gaging | SGD | 1712 | 1303.48 | Flex |  | Optical Gaging |  |  | Optical Gaging | 2019-02-20 | 2019-083 | SGD | 1712 | 1303.48 | NA | 2018-146 | SGD | 1712 | 1303.48
F112 | PM 03326 | Temperature Control Module 2 | Waters | 186002441 | A18TC2481G | 12 | 2019-04-02 | 2020-04-02 | Apr | Flex Internal | USD | 33.4 | 33.4 | Flex | EQID 2346 | Flex |  |  | Flex | 2019-07-10 | 2019-306 | USD | 33.4 | 33.4 | NA | NA | USD | 33.4 | 33.4
F113 | PM 03327 | Temperature Control Module 2 | Waters | 186002441 | B18TC2495G | 12 | 2019-04-02 | 2020-04-02 | Apr | Flex Internal | USD | 33.4 | 33.4 | Flex | EQID 2347 | Flex |  |  | Flex | 2019-07-10 | 2019-306 | USD | 33.4 | 33.4 | NA | NA | USD | 33.4 | 33.4
F114 | 2348 | 2489 UV / Visible Detector | Waters | 186248900 | C1887E101A | 12 | 2019-03-21 | 2020-03-21 | Mar | Flex Internal | USD | 105.29 | 105.29 | Flex |  | Flex |  |  | Flex | 2019-05-08 | 2019-219 | USD | 105.29 | 105.29 | NA | NA | USD | 105.29 | 105.29
F115 | 2349 | 2489 UV / Visible Detector | Waters | 186248900 | C1887E103A | 12 | 2019-03-21 | 2020-03-21 | Mar | Flex Internal | USD | 105.29 | 105.29 | Flex |  | Flex |  |  | Flex | 2019-05-08 | 2019-219 | USD | 105.29 | 105.29 | NA | NA | USD | 105.29 | 105.29
F116 | 2350 | 2489 UV / Visible Detector | Waters | 186248900 | C1887E106A | 12 | 2019-03-13 | 2020-03-13 | Mar | Flex Internal | USD | 105.29 | 105.29 | Flex |  | Flex |  |  | Flex | 2019-05-08 | 2019-219 | USD | 105.29 | 105.29 | NA | NA | USD | 105.29 | 105.29
F117 | 2351 | 2489 UV / Visible Detector | Waters | 186248900 | D1887E275A | 12 | 2019-04-09 | 2020-04-09 | Apr | Flex Internal | USD | 105.29 | 105.29 | Flex |  | Flex |  |  | Flex | 2019-06-18 | 2019-268 | USD | 105.29 | 105.29 | NA | NA | USD | 105.29 | 105.29
F118 | 2352 | Column Heater Module | Waters | WAT038040 | M17CHM834M | 12 | 2019-06-13 | 2020-06-13 | Jun | Flex Internal | USD | 33.34 | 33.34 | Flex |  | Flex |  |  | Flex | 2019-07-22 | 2019-323 | USD | 33.34 | 33.34 | NA | NA | USD | 33.34 | 33.34
F119 | 2353 | Column Heater Module | Waters | WAT038040 | M17CHM835M | 12 | 2019-06-13 | 2020-06-13 | Jun | Flex Internal | USD | 33.34 | 33.34 | Flex |  | Flex |  |  | Flex | 2019-07-22 | 2019-323 | USD | 33.34 | 33.34 | NA | NA | USD | 33.34 | 33.34
F120 | 2354 | Column Heater Module | Waters | WAT038040 | M17CHM839M | 12 | 2019-06-13 | 2020-06-13 | Jun | Flex Internal | USD | 33.34 | 33.34 | Flex |  | Flex |  |  | Flex | 2019-07-22 | 2019-323 | USD | 33.34 | 33.34 | NA | NA | USD | 33.34 | 33.34
F121 | 2355 | Column Heater Module | Waters | WAT038040 | M17CHM840M | 12 | 2019-06-13 | 2020-06-13 | Jun | Flex Internal | USD | 33.34 | 33.34 | Flex |  | Flex |  |  | Flex | 2019-07-22 | 2019-323 | USD | 33.34 | 33.34 | NA | NA | USD | 33.34 | 33.34
F122a | 2092 | Electronic Weigh Balance | AND | HR200 | 12337042 | 6 | 2019-05-02 | 2019-11-02 | May | Ming Deng | SGD | 80 | 58.87 | Flex | Reactivated as to replace EQID 0497 due to faulty equipment | Flex |  |  | Flex | 2019-07-10 | 2019-306 | SGD | 80 | 58.87 | NA | NA | NA | NA | NA
F122b | 2092 | Electronic Weigh Balance | AND | HR200 | 12337042 | 6 | 2019-10-23 | 2020-04-23 | Oct | Ming Deng | SGD | 80 | 57.88 | Flex | Reactivated as to replace EQID 0497 due to faulty equipment | Flex |  |  | Flex | 2019-12-16 | 2019-558 | SGD | 80 | 57.88 | NA | NA | NA | NA | NA
F123 | PM 03328 | Temperature Control Module 2 | WATERS | 186002441 | F13TC2204G | 12 | 2019-04-02 | 2020-04-02 | Apr | Flex Internal | USD | 33.4 | 33.4 | Flex | NEW registered Equipment to PM | Flex |  |  | Flex | 2019-07-10 | 2019-306 | USD | 33.4 | 33.4 | NA | NA | NA | NA | NA
F124 | PM 03329 | Temperature Control Module 2 | WATERS | 186002441 | F13TC2180G | 12 | 2019-04-02 | 2020-04-02 | Apr | Flex Internal | USD | 33.4 | 33.4 | Flex | NEW registered Equipment to PM | Flex |  |  | Flex | 2019-07-10 | 2019-306 | USD | 33.4 | 33.4 | NA | NA | NA | NA | NA
F125 | S0168 | Universal Front End Tester | Keithley | 236 | 704826 | 12 | 2019-09-02 | 2020-09-02 | Sep | Keysight | MYR | 1279.33 | 306.83 | Flex Senai |  | Flex |  |  | Flex | 2019-11-04 | 2019-515 | MYR | 1279.33 | 306.83 | Q3 2018 | 2019-017 | MYR | 1279.33 | 306.83
F126 | S0169 | Universal Front End Tester | Keithley | 236 | 796741 | 12 | 2018-05-22 | 2019-05-22 | May | Tektronix | SGD | 4500 | 3470 | Flex Senai | Completed the calibration in end of May , we will include in Jun | Flex |  |  | Flex |  |  | SGD | 4500 | 3470 | NA | 2018-154 | SGD | 4500 | 3470
F127 | S0170 | Universal Front End Tester | National Instruments | PCI-6025E | 1347EFD | 12 | 2019-03-14 | 2020-03-14 | Mar | ST Electronics | SGD | 650 | 481.48 | Flex Senai |  | Flex |  |  | Flex | 2019-05-08 | 2019-219 | SGD | 650 | 481.48 | 1H 2018 | 2018-309 | SGD | 650 | 485.07
F128 | S0171 | PIC Charge Amp Tester | National Instruments | TE82961 | 130A201 | 12 | 2019-03-01 | 2020-03-01 | Mar | Flex Internal | USD | 0 | 0 | Flex Senai |  | Flex |  |  | Flex |  |  | USD | 0 | 0 | NA | NA | USD | 0 | 0
F129 | S0199 | Power SMU | National Instruments | PXI4130 | 1459564 | 12 | 2019-07-15 | 2020-07-15 | Jul | Micro Precision | USD | 270 | 270 | Flex Senai |  | Micro Precision |  |  | Micro Precision | 2019-08-08 | 2019-353 | USD | 270 | 270 | Dec 2018 | 2019-127 | SGD | 840 | 609.67
F130 | S0200 | M Series Multifunction DAQ | National Instruments | PXI6229 | 145DF2F | 12 | 2019-07-15 | 2020-07-15 | Jul | Micro Precision | USD | 270 | 270 | Flex Senai |  | Micro Precision |  |  | Micro Precision | 2019-08-08 | 2019-353 | USD | 270 | 270 | Dec 2018 | 2019-127 | SGD | 650 | 471.77
F131 | S0201 | M Series Multifunction DAQ | National Instruments | PXI6229 | 145DF16 | 12 | 2019-07-15 | 2020-07-15 | Jul | Micro Precision | USD | 270 | 270 | Flex Senai |  | Micro Precision |  |  | Micro Precision | 2019-08-08 | 2019-353 | USD | 270 | 270 | Dec 2018 | 2019-127 | SGD | 650 | 471.77
F132 | S0202 | Digital Phosphor Oscilloscope | Tektronix | TDS3054C | C0110786 | 12 | 2018-11-23 | 2019-07-15 | Jul | Micro Precision | USD | 200 | 200 | Flex Senai |  | Micro Precision |  |  | Micro Precision | 2019-08-08 | 2019-353 | USD | 200 | 200 | Nov 2018 | 2019-018 | MYR | 500 | 119.92
F133 | S0203 | Function / Arbitrary Waveform Generator | Agilent Technologies | 33220A | MY44043984 | 12 | 2019-07-15 | 2019-07-15 | Jul | Micro Precision | USD | 250 | 250 | Flex Senai |  | Micro Precision |  |  | Micro Precision | 2019-08-08 | 2019-353 | USD | 250 | 250 | Nov 2018 | 2019-018 | MYR | 600 | 143.9
F134 | S0204 | Digital Multimeter | Agilent Technologies | 34411A | MY48002718 | 12 | 2019-07-15 | 2019-07-15 | Jul | Micro Precision | USD | 144 | 144 | Flex Senai |  | Micro Precision |  |  | Micro Precision | 2019-08-08 | 2019-353 | USD | 144 | 144 | Nov 2018 | 2019-018 | MYR | 450 | 107.93
F135 | S0205 | Mainframe / Electronic Load Module | Chroma | 6314 / 63103 / 63103A | 631400009104/ 631030017035/ 631030017265/ 631030017021/ 63103A000083 | 12 | 2019-07-15 | 2019-07-15 | Jul | Micro Precision | USD | 960 | 960 | Flex Senai |  | Micro Precision |  |  | Micro Precision | 2019-08-08 | 2019-353 | USD | 960 | 960 | Nov 2018 | 2019-018 | MYR | 700 | 167.89
F136 | S0206 | DC Power Supply | TDK Lambda | GENH60-12.5 | 09M1039A | 12 | 2019-07-15 | 2019-07-15 | Jul | Micro Precision | USD | 160 | 160 | Flex Senai |  | Micro Precision |  |  | Micro Precision | 2019-08-08 | 2019-353 | USD | 160 | 160 | Nov 2018 | 2019-018 | MYR | 175 | 41.97
F137 | S0207 | DC Power Supply | TDK Lambda | GENH60-12.5 | 09M1035A | 12 | 2019-07-15 | 2019-07-15 | Jul | Micro Precision | USD | 160 | 160 | Flex Senai |  | Micro Precision |  |  | Micro Precision | 2019-08-08 | 2019-353 | USD | 160 | 160 | Nov 2018 | 2019-018 | MYR | 175 | 41.97
F138 | S0208 | DC Power Supply | TDK Lambda | GENH60-12.5 | 09M10325A | 12 | 2019-07-15 | 2019-07-15 | Jul | Micro Precision | USD | 160 | 160 | Flex Senai |  | Micro Precision |  |  | Micro Precision | 2019-08-08 | 2019-353 | USD | 160 | 160 | Nov 2018 | 2019-018 | MYR | 175 | 41.97
F139 | S0209 | DC Power Supply | TDK Lambda | GENH60-12.5 | 09M1037A | 12 | 2019-07-15 | 2019-07-15 | Jul | Micro Precision | USD | 160 | 160 | Flex Senai |  | Micro Precision |  |  | Micro Precision | 2019-08-08 | 2019-353 | USD | 160 | 160 | Nov 2018 | 2019-018 | MYR | 175 | 41.97
F140 | S0210 | DC Power Supply | TDK Lambda | GENH30-25 | 09M1017A | 12 | 2019-07-15 | 2019-07-15 | Jul | Micro Precision | USD | 160 | 160 | Flex Senai |  | Micro Precision |  |  | Micro Precision | 2019-08-08 | 2019-353 | USD | 160 | 160 | Nov 2018 | 2019-018 | MYR | 175 | 41.97
F141 | S0211 | DC Power Supply | TDK Lambda | GENH30-25 | 09M1022A | 12 | 2019-07-15 | 2019-07-15 | Jul | Micro Precision | USD | 160 | 160 | Flex Senai |  | Micro Precision |  |  | Micro Precision | 2019-08-08 | 2019-353 | USD | 160 | 160 | Nov 2018 | 2019-018 | MYR | 175 | 41.97
F142 | S0645 | Source Measure Units | Keithley | 236 | 0810603 | 12 | 2018-05-22 | 2019-05-22 | May | Tektronix | SGD | 4500 | 3470 | Flex Senai | Completed the calibration in end of May , we will include in Jun claim | Flex |  |  | Flex |  |  | SGD | 4500 | 3470 | NA | 2018-154 | SGD | 4500 | 3470
|  | Prog Resister | Marvin Test Solution | GX1164 | 93228 | 24 | 2019-07-15 | 2021-07-15 | Jul | Micro Precision | USD | 340 | 340 | Flex Senai |  | Micro Precision |  |  | Micro Precision | 2019-08-08 | 2019-353 | USD | 340 | 340
V001 | IQC-16GC0010 | Light Box | X-Rite | JUDGE II | C61093251217 | 12 | 2019-09-04 | 2020-09-04 | Sep | RVC International | SGD | 900 | 720 | Venture (LC) |  | Venture |  |  | Venture | 2019-10-29 | 2019-489 | SGD | 900 | 720 | Q3 2018 | 2018-527 | SGD | 900 | 720
V002 | PWAT-16GC0002 | DC Electronic Load module | Hewlett Packard | 60502B | 3211A01907 | 12 | 2019-05-02 | 2020-05-02 | May | Micro Precision | USD | 141.5 | 141.5 | Venture PCBA (LC) |  | Venture |  |  | Venture | 2019-07-03 | 2019-299 | USD | 141.5 | 141.5 | Q2 2018 | 2018-310 | USD | 141.5 | 141.5
V003 | PWAT-16GC0003 | DC Electronic Load module | Hewlett Packard | 60502B | 3211A01876 | 12 | 2019-05-02 | 2020-05-02 | May | Micro Precision | USD | 141.5 | 141.5 | Venture PCBA (LC) |  | Venture |  |  | Venture | 2019-07-03 | 2019-299 | USD | 141.5 | 141.5 | Q2 2018 | 2018-310 | USD | 141.5 | 141.5
V004 | PWAT-16GC0004 | DC Electronic Load module | Hewlett Packard | 60502B | 3211A01587 | 12 | 2019-05-02 | 2020-05-02 | May | Micro Precision | USD | 141.5 | 141.5 | Venture PCBA (LC) |  | Venture |  |  | Venture | 2019-07-03 | 2019-299 | USD | 141.5 | 141.5 | Q2 2018 | 2018-310 | USD | 141.5 | 141.5
V005 | PWAT-16GC0005 | DC Electronic Load module | Hewlett Packard | 60502B | 3211A02210 | 12 | 2019-05-02 | 2020-05-02 | May | Micro Precision | USD | 141.5 | 141.5 | Venture PCBA (LC) |  | Venture |  |  | Venture | 2019-07-03 | 2019-299 | USD | 141.5 | 141.5 | Q2 2018 | 2018-310 | USD | 141.5 | 141.5
V006 | PWAT-16GC0006 | DC Electronic Load module | Hewlett Packard | 60502B | 3211A01795 | 12 | 2019-05-02 | 2020-05-02 | May | Micro Precision | USD | 141.5 | 141.5 | Venture PCBA (LC) |  | Venture |  |  | Venture | 2019-07-03 | 2019-299 | USD | 141.5 | 141.5 | Q2 2018 | 2018-310 | USD | 141.5 | 141.5
V007 | PWAT-16GC0007 | DC Electronic Load module | Hewlett Packard | 60502B | 3211A00920 | 12 | 2019-05-02 | 2020-05-02 | May | Micro Precision | USD | 141.5 | 141.5 | Venture PCBA (LC) |  | Venture |  |  | Venture | 2019-07-03 | 2019-299 | USD | 141.5 | 141.5 | Q2 2018 | 2018-310 | USD | 141.5 | 141.5
V008 | PWAT-16GC0008 | DC Power Supply | TDK Lambda | GENH30-25 | 95166 | 12 | 2019-04-16 | 2020-04-16 | Apr | Micro Precision | USD | 160 | 160 | Venture PCBA (LC) |  | Venture |  |  | Venture | 2019-06-07 | 2019-253 | USD | 160 | 160 | Q3 2018 | 2018-527 | USD | 160 | 160
V009 | PWAT-16GC0009 | DC Power Supply | TDK Lambda | GENH60-12.5 | 95170 | 12 | 2019-04-16 | 2020-04-16 | Apr | Micro Precision | USD | 160 | 160 | Venture PCBA (LC) |  | Venture |  |  | Venture | 2019-06-07 | 2019-253 | USD | 160 | 160 | Q3 2018 | 2018-527 | USD | 160 | 160
V010 | PWAT-16GC0010 | DC Power Supply | TDK Lambda | GENH60-12.5 | 95165 | 12 | 2019-04-16 | 2020-04-16 | Apr | Micro Precision | USD | 160 | 160 | Venture PCBA (LC) |  | Venture |  |  | Venture | 2019-06-07 | 2019-253 | USD | 160 | 160 | Q3 2018 | 2018-527 | USD | 160 | 160
V011 | PWAT-16GC0011 | DC Power Supply | TDK Lambda | GENH30-25 | 95167 | 12 | 2019-04-16 | 2020-04-16 | Apr | Micro Precision | USD | 160 | 160 | Venture PCBA (LC) |  | Venture |  |  | Venture | 2019-06-07 | 2019-253 | USD | 160 | 160 | Q3 2018 | 2018-527 | USD | 160 | 160
V012 | PWAT-16GC0012 | DC Power Supply | TDK Lambda | GENH60-12.5 | 95164 | 12 | 2019-04-16 | 2020-04-16 | Apr | Micro Precision | USD | 160 | 160 | Venture PCBA (LC) |  | Venture |  |  | Venture | 2019-06-07 | 2019-253 | USD | 160 | 160 | Q3 2018 | 2018-527 | USD | 160 | 160
V013 | PWAT-16GC0013 | DC Power Supply | TDK Lambda | GENH60-12.5 | 95171 | 12 | 2019-04-16 | 2020-04-16 | Apr | Micro Precision | USD | 160 | 160 | Venture PCBA (LC) |  | Venture |  |  | Venture | 2019-06-07 | 2019-253 | USD | 160 | 160 | Q3 2018 | 2018-527 | USD | 160 | 160
V014 | PWAT-16GC0014 | DC POWER SUPPLY MODULE | Hewlett Packard | 66103A | US34213251 | 12 | 2019-05-02 | 2020-05-02 | May | Micro Precision | USD | 170 | 170 | Venture PCBA (LC) |  | Venture |  |  | Venture | 2019-07-03 | 2019-299 | USD | 170 | 170 | Q2 2018 | 2018-310 | USD | 170 | 170
V015 | PWAT-16GC0015 | DC POWER SUPPLY MODULE | Hewlett Packard | 66103A | US34213252 | 12 | 2019-05-02 | 2020-05-02 | May | Micro Precision | USD | 170 | 170 | Venture PCBA (LC) |  | Venture |  |  | Venture | 2019-07-03 | 2019-299 | USD | 170 | 170 | Q2 2018 | 2018-310 | USD | 170 | 170
V016 | PWAT-16GC0016 | DC POWER SUPPLY MODULE | Hewlett Packard | 66103A | US34213090 | 12 | 2019-05-02 | 2020-05-02 | May | Micro Precision | USD | 170 | 170 | Venture PCBA (LC) |  | Venture |  |  | Venture | 2019-07-03 | 2019-299 | USD | 170 | 170 | Q2 2018 | 2018-310 | USD | 170 | 170
V017 | PWAT-16GC0017 | DC POWER SUPPLY MODULE | Hewlett Packard | 66103A | US34213209 | 12 | 2019-05-02 | 2020-05-02 | May | Micro Precision | USD | 170 | 170 | Venture PCBA (LC) |  | Venture |  |  | Venture | 2019-07-03 | 2019-299 | USD | 170 | 170 | Q2 2018 | 2018-310 | USD | 170 | 170
V018 | PWAT-16GC0018 | DC POWER SUPPLY MODULE | Hewlett Packard | 66101A | 3444A02477 | 12 | 2019-05-02 | 2020-05-02 | May | Micro Precision | USD | 170 | 170 | Venture PCBA (LC) |  | Venture |  |  | Venture | 2019-07-03 | 2019-299 | USD | 170 | 170 | Q2 2018 | 2018-310 | USD | 170 | 170
V019 | PWAT-16GC0019 | DC POWER SUPPLY MODULE | Hewlett Packard | 66103A | US34213216 | 12 | 2019-05-02 | 2020-05-02 | May | Micro Precision | USD | 170 | 170 | Venture PCBA (LC) |  | Venture |  |  | Venture | 2019-07-03 | 2019-299 | USD | 170 | 170 | Q2 2018 | 2018-310 | USD | 170 | 170
V020 | PWAT-16GC0020 | DC POWER SUPPLY MODULE | Hewlett Packard | 66101A | 3444A02507 | 12 | 2019-05-02 | 2020-05-02 | May | Micro Precision | USD | 170 | 170 | Venture PCBA (LC) |  | Venture |  |  | Venture | 2019-07-03 | 2019-299 | USD | 170 | 170 | Q2 2018 | 2018-310 | USD | 170 | 170
V021 | PWAT-16GC0021 | Digital Phosphor Oscilloscope | Tektronix | TDS3054C | C011477 | 12 | 2019-04-16 | 2020-04-16 | Apr | Micro Precision | USD | 200 | 200 | Venture PCBA (LC) |  | Venture |  |  | Venture | 2019-06-07 | 2019-253 | USD | 200 | 200 | Q3 2018 | 2018-527 | USD | 200 | 200
V022 | PWAT-16GC0022 | Electronic Load Plug-In Module / Control Mainframe | Chroma | 63103/6314 | 63145125/95148 | 12 | 2019-04-16 | 2020-04-16 | Apr | Micro Precision | USD | 240 | 240 | Venture PCBA (LC) |  | Venture |  |  | Venture | 2019-06-07 | 2019-253 | USD | 240 | 240 | Q3 2018 | 2018-527 | USD | 240 | 240
V023 | PWAT-16GC0023 | Function/Arbitrary Waveform Generator | Agilent Technologies | 33220A | MY44044085/95154 | 12 | 2019-04-16 | 2020-04-16 | Apr | Micro Precision | USD | 250 | 250 | Venture PCBA (LC) |  | Venture |  |  | Venture | 2019-06-07 | 2019-253 | USD | 250 | 250 | Q3 2018 | 2018-527 | USD | 250 | 250
V024 | PWAT-16GC0024 | Keithley 236 Source Measure unit | Keithley | 236 | 0683301(ID#90744) | 12 | 2019-03-20 | 2020-03-20 | Mar | Keysight | SGD | 323 | 240 | Venture PCBA (LC) |  | Venture |  |  | Venture | 2019-05-08 | 2019-220 | SGD | 323 | 240 | Q2 2018 | 2018-310 | SGD | 309 | 247.2
V025 | PWAT-16GC0025 | Keithley 236 Source Measure unit | Keithley | 236 | 0648831 (ID#90316) | 12 | 2018-03-19 | 2019-03-19 | Mar | Keysight | SGD | 450 | 360 | Venture PCBA (LC) | For the calibration cost not fixed, Keysight will follow the marketing quote | Venture |  |  | Venture |  |  | SGD | 450 | 360 | Q1 2018 | 2018-197 | SGD | 450 | 360
V026 | PWAT-16GC0026 | Keithley 236 Source Measure unit | Keithley | 236 | 497638 | 12 | 2019-03-15 | 2020-03-15 | Mar | Keysight | SGD | 323 | 240 | Venture PCBA (LC) | For the calibration cost not fixed, Keysight will follow the marketing quote | Venture |  |  | Venture | 2019-05-08 | 2019-220 | SGD | 323 | 240 | Q1 2018 | 2018-197 | SGD | 450 | 360
V027 | PWAT-16GC0027 | Keithley 236 Source Measure unit | Keithley | 236 | 0549819 (ID#95105) | 12 | 2019-04-25 | 2020-04-25 | Apr | Keysight | SGD | 323 | 258.4 | Venture PCBA (LC) | For the calibration cost not fixed, Keysight will follow the marketing quote | Venture |  |  | Venture | 2019-06-07 | 2019-253 | SGD | 323 | 258.4 | Q2 2018 | 2018-310 | SGD | 309 | 247.2
V028 | PWAT-16GC0028 | Keithley 236 Source Measure unit | Keithley | 236 | 0796740 (ID#90275) | 12 | 2019-06-14 | 2020-06-14 | Jun | Keysight | SGD | 323 | 258.4 | Venture PCBA (LC) |  | Venture |  |  | Venture | 2019-07-24 | 2019-324 | SGD | 323 | 258.4 | ? | ? | SGD | 450 | 360
V029 | PWAT-16GC0029 | Keithley 236 Source Measure unit | Keithley | 236 | 0648819 (ID#90317) | 12 | 2018-05-06 | 2019-05-06 | May | Keysight | SGD | 309 | 247.2 | Venture PCBA (LC) | Waters USA Consign equipment Unit was failed several tests and already sent to Waters Milford for calibration | Venture |  |  | Venture |  |  | SGD | 309 | 247.2 | Q2 2018 | 2018-310 | SGD | 309 | 247.2
V030 | PWAT-16GC0030 | M Series Multifunction DAQ | National Instruments | PXI6229 | 145DEFE | 12 | 2019-04-16 | 2020-04-16 | Apr | Micro Precision | USD | 270 | 270 | Venture PCBA (LC) |  | Venture |  |  | Venture | 2019-06-07 | 2019-253 | USD | 270 | 270 | Q3 2018 | 2018-527 | USD | 270 | 270
V031 | PWAT-16GC0031 | M Series Multifunction DAQ | National Instruments | PXI6229 | 145DF3A | 12 | 2019-04-16 | 2020-04-16 | Apr | Micro Precision | USD | 270 | 270 | Venture PCBA (LC) |  | Venture |  |  | Venture | 2019-06-07 | 2019-253 | USD | 270 | 270 | Q3 2018 | 2018-527 | USD | 270 | 270
V032 | PWAT-16GC0033 | Multimeter | Agilent Technologies | 34411A | MY53002751/95155 | 12 | 2019-04-16 | 2020-04-16 | Apr | Micro Precision | USD | 144 | 144 | Venture PCBA (LC) |  | Venture |  |  | Venture | 2019-06-07 | 2019-253 | USD | 144 | 144 | Q3 2018 | 2018-527 | USD | 144 | 144
V033 | PWAT-16GC0034 | Oscillascope | Tektronix | TDS460A | B060926 | 12 | 2019-07-10 | 2020-07-10 | Jul | Micro Precision | USD | 350 | 350 | Venture PCBA (LC) |  | Venture |  |  | Venture | 2019-08-30 | 2019-388 | USD | 350 | 350 | Q3 2018 | 2018-527 | USD | 350 | 350
V034 | PWAT-16GC0035 | PCI 6025E | National Instruments | 6025E | C57A10 | 12 | 2019-11-06 | 2020-11-06 | Nov | Micro Precision | USD | 250 | 250 | Venture PCBA (LC) |  | Venture | 2020-01-08 | 2020-012 | Venture | 2020-01-08 |  | USD | 250 | 250 | Q4 2018 | 2018-579 | USD | 250 | 250
V035 | PWAT-16GC0036 | POWER SMU | National Instruments | PXI4130 | 145025B | 12 | 2019-04-16 | 2020-04-16 | Apr | Micro Precision | USD | 270 | 270 | Venture PCBA (LC) |  | Venture |  |  | Venture | 2019-06-07 | 2019-253 | USD | 270 | 270 | Q3 2018 | 2018-527 | USD | 270 | 270
V036 | PWAT-16GC0038 | VXI 6 1/2 Digit Multimeter | Racal-Dana Instruments, inc. | 4152A | US38010437 | 12 | 2019-10-10 | 2020-10-10 | Oct | Micro Precision | USD | 360 | 360 | Venture PCBA (LC) |  | Venture |  |  | Venture | 2019-12-16 | 2019-559 | USD | 360 | 360 | Q4 2018 | 2018-579 | USD | 360 | 360
V037 | PWAT-16GC0039 | VXI 6 1/2 Digit Multimeter | Racal-Dana Instruments, Inc. | 4152A | US38010248 | 12 | 2017-11-17 | 2018-11-17 | Nov | Micro Precision | USD | 360 | 360 | Venture PCBA (LC) | Spare unit, Keep in Lab, will be arrange calibration maybe Q1 2019 (Jan 2019 to Mar 2019) | Venture |  |  | Venture |  |  | USD | 360 | 360 | NA | NA | USD | 360 | 360
V038 | PWAT-16GC0040 | VXI Universal Counter 200 MHZ | Racal-Dana Instruments, inc. | 2461-CD | 03070017 | 12 | 2017-01-31 | 2018-01-31 | Jan | Micro Precision | TBA |  |  | Venture PCBA (LC) | Unit can’t calibrate due to failed “communication” problems during calibration on 12-Oct-18. Now pending Jason inform customer. Keep in Lab and pasted "Do not use label" on 12-Oct-2018. | Venture |  |  | Venture |  |  | TBA |  |  | NA | NA | TBA
V039 | PWAT-16GC0041 | VXI Universal Counter 200 MHZ | Racal-Dana Instruments, Inc. | 2461-CD | 1210 | 12 | 2019-10-10 | 2020-10-10 | Oct | Micro Precision | USD | 300 | 300 | Venture PCBA (LC) |  | Venture |  |  | Venture | 2019-12-16 | 2019-559 | USD | 300 | 300 | Q4 2018 | 2018-579 | USD | 300 | 300
V040 | PWAT-16GC0042 | VXI Waveform Generator | Racal-Dana Instruments, Inc. | 3151A+ | 9809972 | 12 |  |  |  | Micro Precision | USD | 480 | 480 | Venture PCBA (LC) | Removed from production line on 12-Oct-18. Spare unit, keep in Lab on 12-Oct-2018 | Venture |  |  | Venture |  |  | USD | 480 | 480 | Q3 2018 | 2018-527 | USD | 480 | 480
V041 | PWAT-16GC0043 | VXI Waveform Generator | Racal-Dana Instruments, inc. | 3151A+ | 0101813 | 12 | 2019-10-10 | 2020-10-10 | Oct | Micro Precision | USD | 480 | 480 | Venture PCBA (LC) |  | Venture |  |  | Venture | 2019-12-16 | 2019-559 | USD | 480 | 480 | Q4 2018 | 2018-579 | USD | 480 | 480
V042 | PWAT-18GC0046 | 6 1/2 DIGITAL MULTIMETER | Agilent Technologies | 34411A | MY48003234 | 12 | 2019-10-10 | 2020-10-10 | Oct | Micro Precision | USD | 144 | 144 | Venture PCBA (MS) |  | Venture |  |  | Venture | 2019-12-16 | 2019-559 | USD | 144 | 144 | Q4 2018 | 2018-579 | USD | 144 | 144
V043 | PWAT-18GC0047 | 20 MHZ FUNCTION/ARBITRARY WAVEFORM GENERATOR | Agilent Technologies | 33220A | MY44015802 | 12 | 2019-07-10 | 2020-07-10 | Jul | Micro Precision | USD | 250 | 250 | Venture PCBA (MS) |  | Venture |  |  | Venture | 2019-08-30 | 2019-388 | USD | 250 | 250 | Q3 2018 | 2018-527 | USD | 250 | 250
V044 | PWAT-18GC0048 | DIGITAL PHOSPOR OSCILLOSCOPE | Tektronix | TDS3054C | C020604 | 12 | 2019-10-10 | 2020-10-10 | Oct | Micro Precision | USD | 200 | 200 | Venture (MS) |  | Venture |  |  | Venture | 2019-12-16 | 2019-559 | USD | 200 | 200 | Q4 2018 | 2018-579 | USD | 200 | 200
V045a | W1-16GC0002 | Digital Gram Balance - WP07 (Weighing Scale) | AND | HR-200 | 12335004 (93371) | 6 | 2019-05-13 | 2019-11-13 | May | Ming Deng | SGD | 90 | 72 | Venture (LC) |  | Venture |  |  | Venture | 2019-07-03 | 2019-299 | SGD | 90 | 72 | Q2 2018 | 2018-310 | SGD | 80 | 64
V045b | W1-16GC0002 | Digital Gram Balance - WP07 (Weighing Scale) | AND | HR-200 | 12335004 (93371) | 6 | 2019-11-08 | 2020-05-08 | Nov | Ming Deng | SGD | 90 | 72 | Venture (LC) |  | Venture | 2020-01-08 | 2020-012 | Venture | 2020-01-08 |  | SGD | 90 | 72 | Q4 2018 | 2018-579 | SGD | 90 | 72
V046a | W1-16GC0005 | Digital Gram Balance - WP07 (Weighing Scale) | AND | HR-200 | 12333739 (93373) | 6 | 2019-05-13 | 2019-11-13 | May | Ming Deng | SGD | 90 | 72 | Venture (LC) |  | Venture |  |  | Venture | 2019-07-03 | 2019-299 | SGD | 90 | 72 | Q2 2018 | 2018-310 | SGD | 80 | 64
V046b | W1-16GC0005 | Digital Gram Balance - WP07 (Weighing Scale) | AND | HR-200 | 12333739 (93373) | 6 | 2019-11-08 | 2020-05-08 | Nov | Ming Deng | SGD | 90 | 72 | Venture (LC) |  | Venture | 2020-01-08 | 2020-012 | Venture | 2020-01-08 |  | SGD | 90 | 72 | Q4 2018 | 2018-579 | SGD | 90 | 72
V047a | W1-16GC0008 | Digital Gram Balance - WP07 (Weighing Scale) | AND | HR-200 | 12333783 (93372) | 6 | 2019-05-13 | 2019-11-13 | May | Ming Deng | SGD | 90 | 72 | Venture (LC) |  | Venture |  |  | Venture | 2019-07-03 | 2019-299 | SGD | 90 | 72 | Q2 2018 | 2018-310 | SGD | 80 | 64
V047b | W1-16GC0008 | Digital Gram Balance - WP07 (Weighing Scale) | AND | HR-200 | 12333783 (93372) | 6 | 2019-11-08 | 2020-05-08 | Nov | Ming Deng | SGD | 90 | 72 | Venture (LC) |  | Venture | 2020-01-08 | 2020-012 | Venture | 2020-01-08 |  | SGD | 90 | 72 | Q4 2018 | 2018-579 | SGD | 90 | 72
V048a | W1-16GC0011 | Digital Gram Balance - WP07 (Weighing Scale) | AND | HR-200 | 12333730 (93370) | 6 | 2019-05-13 | 2019-11-13 | May | Ming Deng | SGD | 90 | 72 | Venture (LC) |  | Venture |  |  | Venture | 2019-07-03 | 2019-299 | SGD | 90 | 72 | Q2 2018 | 2018-310 | SGD | 80 | 64
V048b | W1-16GC0011 | Digital Gram Balance - WP07 (Weighing Scale) | AND | HR-200 | 12333730 (93370) | 6 | 2019-11-08 | 2020-05-08 | Nov | Ming Deng | SGD | 90 | 72 | Venture (LC) |  | Venture | 2020-01-08 | 2020-012 | Venture | 2020-01-08 |  | SGD | 90 | 72 | Q4 2018 | 2018-579 | SGD | 90 | 72
V049a | W1-16GC0014 | Digital Gram Balance - WP07 (Weighing Scale) | AND | HR-200 | 12316088 (90966) | 6 | 2019-01-16 | 2019-07-16 | Jan | Ming Deng | SGD | 90 | 72 | Venture (LC) |  | Venture |  |  | Venture | 2019-03-04 | 2019-110 | SGD | 90 | 72 | Q1 2018 | 2018-197 | SGD | 80 | 64
V049b | W1-16GC0014 | Digital Gram Balance - WP07 (Weighing Scale) | AND | HR-200 | 12316088 (90966) | 6 | 2019-07-11 | 2020-01-11 | Jul | Ming Deng | SGD | 90 | 72 | Venture (LC) |  | Venture |  |  | Venture | 2019-08-30 | 2019-388 | SGD | 90 | 72 | Q3 2018 | 2018-527 | SGD | 80 | 64
V050a | W1-16GC0068 | Digital Gram Balance - WP07 (Weighing Scale) | AND | HR-200 | 12336767(94322) | 6 | 2019-01-16 | 2019-07-16 | Jan | Ming Deng | SGD | 90 | 72 | Venture (LC) |  | Venture |  |  | Venture | 2019-03-04 | 2019-110 | SGD | 90 | 72 | Q1 2018 | 2018-197 | SGD | 80 | 64
V050b | W1-16GC0068 | Digital Gram Balance - WP07 (Weighing Scale) | AND | HR-200 | 12336767(94322) | 6 | 2019-07-11 | 2020-01-11 | Jul | Ming Deng | SGD | 90 | 72 | Venture (LC) |  | Venture |  |  | Venture | 2019-08-30 | 2019-388 | SGD | 90 | 72 | Q3 2018 | 2018-527 | SGD | 80 | 64
V051 | W1-16GC0016 | Multimeter / Data Acquisition System | Keithley | Keithley 2700 | 1227711 | 12 | 2019-03-14 | 2020-03-14 | Mar | Micro Precision | USD | 150 | 150 | Venture (LC) |  | Venture |  |  | Venture | 2019-05-08 | 2019-220 | USD | 150 | 150 | Q1 2018 | 2018-197 | SGD | 220 | 176
V052 | W1-16GC0017 | Digital Process Indicators | Omega | DP81R-SER-DC2 | 09030136 | 12 | 2019-01-04 | 2020-01-04 | Jan | SGS | SGD | 438 | 350.4 | Venture (LC) |  | Venture |  |  | Venture | 2019-03-04 | 2019-110 | SGD | 438 | 350.4 | Q1 2018 | 2018-197 | SGD | 438 | 350.4
V053 | W1-16GC0018 | Digital Process Indicator C/W Probe | Omega | DP 80 | TE83013-2 (10060165) | 12 | 2019-06-26 | 2020-06-26 | Jun | SGS | SGD | 394 | 315.2 | Venture (LC) |  | Venture |  |  | Venture | 2019-07-24 | 2019-324 | SGD | 394 | 315.2 | Q2 2018 | 2018-310 | SGD | 180 | 144
V054 | W1-16GC0020 | Electrical Safety Analyzer | Chroma | 19032 | 19032G400264 (ID#93467) | 12 | 2019-07-10 | 2020-07-10 | Jul | Micro Precision | USD | 240 | 240 | Venture (LC) |  | Venture |  |  | Venture | 2019-08-30 | 2019-388 | USD | 240 | 240 | Q3 2018 | 2018-527 | USD | 240 | 240
V055 | W1-16GC0021 | Electrical Safety Analyzer | QuadTech | Guardian 6000 | 7312754 (ID#91356) | 12 | 2019-11-06 | 2020-11-06 | Nov | Micro Precision | USD | 240 | 240 | Venture (LC) |  | Venture | 2020-01-08 | 2020-012 | Venture | 2020-01-08 |  | USD | 240 | 240 | Q4 2018 | 2018-579 | USD | 240 | 240
V056 | W1-16GC0022 | Electrical Safety Analyzer | QuadTech | Guardian 6000 | 5278621 (ID#91693) | 12 | 2019-01-17 | 2020-01-17 | Jan | Micro Precision | USD | 240 | 240 | Venture (LC) |  | Venture |  |  | Venture | 2019-03-04 | 2019-110 | USD | 240 | 240 | Q1 2018 | 2018-197 | USD | 240 | 240
V057 | W1-16GC0023 | Electrical Safety Analyzer | QuadTech | 6000 Plus | 11173729 (ID#91890) | 12 | 2019-03-05 | 2020-03-05 | Mar | Micro Precision | USD | 240 | 240 | Venture (LC) |  | Venture |  |  | Venture |  |  | USD | 240 | 240 | Q2 2018 | 2018-310 | USD | 240 | 240
V058 | W1-16GC0087 | Load Box | Chroma | S14-03 | 7322783 | 12 | 2018-03-13 | 2019-03-13 | Mar | BESTLABS | SGD | 100 | 80 | Venture (LC) |  | Venture |  |  | Venture |  |  | SGD | 100 | 80 | Q2 2018 | 2018-310 | SGD | 100 | 80
V059 | W1-16GC0088 | Load Box | Chroma | S14-03 | 7322786 | 12 | 2019-03-11 | 2020-03-10 | Mar | BESTLABS | SGD | 100 | 80 | Venture (LC) |  | Venture |  |  | Venture | 2019-05-08 | 2019-220 | SGD | 100 | 80 | Q2 2018 | 2018-310 | SGD | 100 | 80
V060 | W1-16GC0089 | Load Box | Chroma | S14-03 | 14354687 | 12 | 2019-03-15 | 2019-03-14 | Mar | BESTLABS | SGD | 100 | 80 | Venture (LC) |  | Venture |  |  | Venture | 2019-05-08 | 2019-220 | SGD | 100 | 80 | Q2 2018 | 2018-310 | SGD | 100 | 80
V061 | W1-16GC0090 | Load Box | Chroma | S14-03 | 14354682 | 12 | 2019-03-11 | 2020-03-10 | Mar | BESTLABS | SGD | 100 | 80 | Venture (LC) |  | Venture |  |  | Venture | 2019-05-08 | 2019-220 | SGD | 100 | 80 | Q2 2018 | 2018-310 | SGD | 100 | 80
V062 | W1-16GC0091 | Load Box | Chroma | S14-03 | 14354698 | 12 | 2019-03-15 | 2020-03-14 | Mar | BESTLABS | SGD | 100 | 80 | Venture (LC) |  | Venture |  |  | Venture | 2019-05-08 | 2019-220 | SGD | 100 | 80 | Q2 2018 | 2018-310 | SGD | 100 | 80
V063 | W1-17GC0122 | Pat and Flash Tester | Seaward Electronic | CLARE HAL 104 | 34J-0747 | 12 | 2019-08-13 | 2020-08-13 | Aug | Micro Precision | USD | 432 | 432 | Venture (MS) |  | Venture |  |  | Venture | 2019-09-27 | 2019-448 | USD | 432 | 432 | Q3 2018 | 2018-527 | USD | 432 | 432
V064 | W1-18GC0150 | Insulation Tester | Megger | MIT400 | 0703071132 | 12 | 2019-11-06 | 2020-11-06 | Nov | Micro Precision | USD | 180 | 180 | Venture (MS) |  | Venture | 2020-01-08 | 2020-012 | Venture | 2020-01-08 |  | USD | 180 | 180 | Q4 2018 | 2018-579 | USD | 180 | 180
V065 | PWAT-18GC0049 | DC POWER SUPPLY | TDK Lambda | GENH30-25 | 97019 | 12 | 2019-02-21 | 2020-02-21 | Feb | Micro Precision | USD | 160 | 160 | Venture PCBA (MS) | New Equipment & without previous cal report, will be update the calibration house & calibration price once calibrate done on Feb-2019 | Venture |  |  | Venture | 2019-03-22 | 2019-174 | USD | 160 | 160 | NA | NA | TBA
V066 | PWAT-18GC0050 | DC POWER SUPPLY | TDK Lambda | GENH30-25 | 97020 | 12 | 2019-02-21 | 2020-02-21 | Feb | Micro Precision | USD | 160 | 160 | Venture PCBA (MS) | New Equipment & without previous cal report, will be update the calibration house & calibration price once calibrate done on Feb-2019 | Venture |  |  | Venture | 2019-03-22 | 2019-174 | USD | 160 | 160 | NA | NA | TBA
V067 | PWAT-18GC0051 | DC POWER SUPPLY | TDK Lambda | GENH60-12.5 | 97015 | 12 | 2019-02-21 | 2020-02-21 | Feb | Micro Precision | USD | 160 | 160 | Venture PCBA (MS) | New Equipment & without previous cal report, will be update the calibration house & calibration price once calibrate done on Feb-2019 | Venture |  |  | Venture | 2019-03-22 | 2019-174 | USD | 160 | 160 | NA | NA | TBA
V068 | PWAT-18GC0052 | DC POWER SUPPLY | TDK Lambda | GENH60-12.5 | 97016 | 12 | 2019-02-21 | 2020-02-21 | Feb | Micro Precision | USD | 160 | 160 | Venture PCBA (MS) | New Equipment & without previous cal report, will be update the calibration house & calibration price once calibrate done on Feb-2019 | Venture |  |  | Venture | 2019-03-22 | 2019-174 | USD | 160 | 160 | NA | NA | TBA
V069 | PWAT-18GC0053 | DC POWER SUPPLY | TDK Lambda | GENH60-12.5 | 97017 | 12 | 2019-02-21 | 2020-02-21 | Feb | Micro Precision | USD | 160 | 160 | Venture PCBA (MS) | New Equipment & without previous cal report, will be update the calibration house & calibration price once calibrate done on Feb-2019 | Venture |  |  | Venture | 2019-03-22 | 2019-174 | USD | 160 | 160 | NA | NA | TBA
V070 | PWAT-18GC0054 | DC POWER SUPPLY | TDK Lambda | GENH60-12.5 | 97018 | 12 | 2019-02-21 | 2020-02-21 | Feb | Micro Precision | USD | 160 | 160 | Venture PCBA (MS) | New Equipment & without previous cal report, will be update the calibration house & calibration price once calibrate done on Feb-2019 | Venture |  |  | Venture | 2019-03-22 | 2019-174 | USD | 160 | 160 | NA | NA | TBA
V071 | PWAT-18GC0055 | DC ELECTRONIC LOAD | Chroma | 63103A | 97010 | 12 | 2019-02-21 | 2020-02-21 | Feb | Micro Precision | USD | 240 | 240 | Venture PCBA (MS) | New Equipment & without previous cal report, will be update the calibration house & calibration price once calibrate done on Feb-2019 | Venture |  |  | Venture | 2019-03-22 | 2019-174 | USD | 240 | 240 | NA | NA | TBA
V072 | PWAT-18GC0056 | DC ELECTRONIC LOAD | Chroma | 63103A | 97011 | 12 | 2019-02-21 | 2020-02-21 | Feb | Micro Precision | USD | 240 | 240 | Venture PCBA (MS) | New Equipment & without previous cal report, will be update the calibration house & calibration price once calibrate done on Feb-2019 | Venture |  |  | Venture | 2019-03-22 | 2019-174 | USD | 240 | 240 | NA | NA | TBA
V073 | PWAT-18GC0057 | DC ELECTRONIC LOAD | Chroma | 63103A | 97012 | 12 | 2019-02-21 | 2020-02-21 | Feb | Micro Precision | USD | 240 | 240 | Venture PCBA (MS) | New Equipment & without previous cal report, will be update the calibration house & calibration price once calibrate done on Feb-2019 | Venture |  |  | Venture | 2019-03-22 | 2019-174 | USD | 240 | 240 | NA | NA | TBA
V074 | PWAT-18GC0058 | DC ELECTRONIC LOAD | Chroma | 63103A | 97013 | 12 | 2019-02-21 | 2020-02-21 | Feb | Micro Precision | USD | 240 | 240 | Venture PCBA (MS) | New Equipment & without previous cal report, will be update the calibration house & calibration price once calibrate done on Feb-2019 | Venture |  |  | Venture | 2019-03-22 | 2019-174 | USD | 240 | 240 | NA | NA | TBA
V075 | PWAT-18GC0059 | 6 1/2 DIGITAL MULTIMETER | Agilent Technologies | 34411A | 97025 | 12 | 2019-02-21 | 2020-02-21 | Feb | Micro Precision | USD | 144 | 144 | Venture PCBA (MS) | New Equipment & without previous cal report, will be update the calibration house & calibration price once calibrate done on Feb-2019 | Venture |  |  | Venture | 2019-03-22 | 2019-174 | USD | 144 | 144 | NA | NA | TBA
V076 | PWAT-18GC0060 | 20 MHZ FUNCTION/ARBITRARY WAVEFORM GENERATOR | Agilent Technologies | 33220A | 97026 | 12 | 2019-02-21 | 2020-02-21 | Feb | Micro Precision | USD | 250 | 250 | Venture PCBA (MS) | New Equipment & without previous cal report, will be update the calibration house & calibration price once calibrate done on Feb-2019 | Venture |  |  | Venture | 2019-03-22 | 2019-174 | USD | 250 | 250 | NA | NA | TBA
V077 | PWAT-18GC0061 | DIGITAL PHOSPOR OSCILLOSCOPE | Tektronix | TDS 3054C | 97024 | 12 | 2019-02-21 | 2020-02-21 | Feb | Micro Precision | USD | 200 | 200 | Venture PCBA (MS) | New Equipment & without previous cal report, will be update the calibration house & calibration price once calibrate done on Feb-2019 | Venture |  |  | Venture | 2019-03-22 | 2019-174 | USD | 200 | 200 | NA | NA | TBA
V078 | PWAT-18GC0062 | Prog Resistor | Marvin Test Solution | GX1164 | 97014 | 12 | 2019-03-05 | 2020-03-05 | Mar | Micro Precision | USD | 185 | 185 | Venture PCBA (MS) | New Equipment & without previous cal report, will be update the calibration house & calibration price once calibrate done on Feb-2019 | Venture |  |  | Venture | 2019-05-08 | 2019-220 | USD | 185 | 185 | NA | NA | TBA
V079 | PWAT-18GC0063 | Multifunction DAQ | National Instruments | NI PXI-6229 | 97021 | 12 | 2019-02-21 | 2020-02-21 | Feb | Micro Precision | USD | 270 | 270 | Venture PCBA (MS) | New Equipment & without previous cal report, will be update the calibration house & calibration price once calibrate done on Feb-2019 | Venture |  |  | Venture | 2019-03-22 | 2019-174 | USD | 270 | 270 | NA | NA | TBA
V080 | PWAT-18GC0064 | Multifunction DAQ | National Instruments | NI PXI-6229 | 97022 | 12 | 2019-02-21 | 2020-02-21 | Feb | Micro Precision | USD | 270 | 270 | Venture PCBA (MS) | New Equipment & without previous cal report, will be update the calibration house & calibration price once calibrate done on Feb-2019 | Venture |  |  | Venture | 2019-03-22 | 2019-174 | USD | 270 | 270 | NA | NA | TBA
V081 | PWAT-18GC0065 | Power SMU | National Instruments | NI PXI-4130 | 97023 | 12 | 2019-02-21 | 2020-02-21 | Feb | Micro Precision | USD | 270 | 270 | Venture PCBA (MS) | New Equipment & without previous cal report, will be update the calibration house & calibration price once calibrate done on Feb-2019 | Venture |  |  | Venture | 2019-03-22 | 2019-174 | USD | 270 | 270 | NA | NA | TBA
V082 | PWAT-16GC0001 | DC Electronic Load mainframe | Hewlett Packard | 6050A | 3312A02661 | 12 | 2019-05-02 | 2020-05-02 | May | Micro Precision | USD | 0 | 0 | Venture PCBA (LC) | Waters USA Consign equipment mainframe for verify only. | Venture |  |  | Venture |  |  | USD | 0 | 0 | NA | NA | USD | 0 | 0
V083 | PWAT-16GC0032 | MPS MAINFRAME | Hewlett Packard | 66000A | US35221282 | 12 | 2019-05-02 | 2020-05-02 | May | Micro Precision | USD | 0 | 0 | Venture PCBA (LC) | Waters USA Consign equipment mainframe for verify only. | Venture |  |  | Venture |  |  | USD | 0 | 0 | NA | NA | USD | 0 | 0
V084 | PWAT-16GC0037 | Prog. Resistance Card | Geotest | GX1164-01 | 435110 | 24 | 2019-04-16 | 2021-04-16 | Apr | ESSCO | USD | 185 | 185 | Venture PCBA (LC) | Waters will consigned another card for replacement and will collect back the current due item and send for cailbration | Venture |  |  | Venture | 2019-06-07 | 2019-253 | USD | 185 | 185 | NA | NA | USD | 0 | 0
V085 | W1-17GC0095 | Leak Detector | Leybold | PhoenixL 300i | 90001301209 | 15 | 2019-07-01 | 2020-07-01 | Jul | Leybold | SGD | 3513.02 | 2634.77 | Venture (MS) | Venture will informed Waters to arrange Supplier come for onsite calibration and Waters will pay directly to Supplier | Venture |  |  | Venture |  |  | SGD | 3513.02 | 2634.77 | NA | 2018-567 | SGD | 3513.02 | 2634.77
V086 | W1-16GC0001 | Acquity SDS Automated Test Station | Waters | NA | TE82943-20 | 12 | 2018-10-10 | 2019-10-10 | Oct | Venture Internal | USD | 0 | 0 | Venture (LC) |  | Venture |  |  | Venture |  |  | USD | 0 | 0 | NA | NA | USD | 0 | 0
V087 | W1-16GC0003 | TUV Detector | Waters | 186015031 | G15TUV600A (ID#92110) | 12 | 2018-10-10 | 2019-10-10 | Oct | Venture Internal | USD | 0 | 0 | Venture (LC) |  | Venture |  |  | Venture |  |  | USD | 0 | 0 | NA | NA | USD | 0 | 0
V088 | W1-16GC0004 | Acquity SDS Automated Test Station | Waters | NA | TE82943-19 | 12 | 2018-10-12 | 2019-10-12 | Oct | Venture Internal | USD | 0 | 0 | Venture (LC) |  | Venture |  |  | Venture |  |  | USD | 0 | 0 | NA | NA | USD | 0 | 0
V089 | W1-16GC0006 | TUV Detector | Waters | 186015031 | G15TUV599A (ID#92099) | 12 | 2018-10-12 | 2019-10-12 | Oct | Venture Internal | USD | 0 | 0 | Venture (LC) |  | Venture |  |  | Venture |  |  | USD | 0 | 0 | NA | NA | USD | 0 | 0
V090 | W1-16GC0007 | Acquity SDS Automated Test Station | Waters | NA | TE82943-21 | 12 | 2018-10-11 | 2019-10-11 | Oct | Venture Internal | USD | 0 | 0 | Venture (LC) |  | Venture |  |  | Venture |  |  | USD | 0 | 0 | NA | NA | USD | 0 | 0
V091 | W1-16GC0009 | TUV Detector | Waters | 186015031 | G15TUV601A (ID#92098) | 12 | 2018-10-11 | 2019-10-11 | Oct | Venture Internal | USD | 0 | 0 | Venture (LC) |  | Venture |  |  | Venture |  |  | USD | 0 | 0 | NA | NA | USD | 0 | 0
V092 | W1-16GC0010 | Acquity SDS Automated Test Station | Waters | NA | TE82943-22 | 12 | 2018-10-12 | 2019-10-12 | Oct | Venture Internal | USD | 0 | 0 | Venture (LC) |  | Venture |  |  | Venture |  |  | USD | 0 | 0 | NA | NA | USD | 0 | 0
V093 | W1-16GC0012 | TUV Detector | Waters | 186015031 | G15TUV584A (ID#92096) | 12 | 2018-10-12 | 2019-10-12 | Oct | Venture Internal | USD | 0 | 0 | Venture (LC) |  | Venture |  |  | Venture |  |  | USD | 0 | 0 | NA | NA | USD | 0 | 0
V094 | W1-16GC0013 | Acquity SDS Automated Test Station | Waters | NA | TE82943-1 | 12 | 2018-10-11 | 2019-10-11 | Oct | Venture Internal | USD | 0 | 0 | Venture (LC) |  | Venture |  |  | Venture |  |  | USD | 0 | 0 | NA | NA | USD | 0 | 0
V095 | W1-16GC0015 | TUV Detector | Waters | 800000204 | A09UPT639R (ID#93062) | 12 | 2018-10-11 | 2019-10-11 | Oct | Venture Internal | USD | 0 | 0 | Venture (LC) |  | Venture |  |  | Venture |  |  | USD | 0 | 0 | NA | NA | USD | 0 | 0
V096 | W1-16GC0020 | Electrical Safety Analyzer | Chroma | 19032 | 19032G400264 (ID#93467) | 12 | 2019-07-10 | 2020-07-10 | Jul | Venture Internal | USD | 240 | 240 | Venture (LC) |  | Venture |  |  | Venture | 2019-08-30 | 2019-388 | USD | 240 | 240 | NA | NA | USD | 0 | 0
V097 | W1-16GC0021 | Electrical Safety Analyzer | QuadTech | Guardian 6000 | 7312754 (ID#91356) | 12 | 2018-11-08 | 2019-11-08 | Nov | Venture Internal | USD | 0 | 0 | Venture (LC) |  | Venture |  |  | Venture |  |  | USD | 0 | 0 | NA | NA | USD | 0 | 0
V099 | W1-16GC0023 | Electrical Safety Analyzer | QuadTech | 6000 Plus | 11173729 (ID#91890) | 12 | 2019-03-05 | 2020-03-05 | Mar | Venture Internal | USD | 0 | 0 | Venture (LC) |  | Venture |  |  | Venture |  |  | USD | 0 | 0 | NA | NA | USD | 0 | 0
V100 | W1-16GC0024 | 515 HPLC PUMP | Waters | WAT207000 | D11515058A | 12 | 2019-03-27 | 2020-03-27 | Mar | Venture Internal | USD | 0 | 0 | Venture (LC) |  | Venture |  |  | Venture |  |  | USD | 0 | 0 | NA | NA | USD | 0 | 0
V101 | W1-16GC0025 | 515 HPLC PUMP | Waters | WAT207000 | D11515059A | 12 | 2019-03-27 | 2020-03-27 | Mar | Venture Internal | USD | 0 | 0 | Venture (LC) |  | Venture |  |  | Venture |  |  | USD | 0 | 0 | NA | NA | USD | 0 | 0
V102 | W1-16GC0026 | 1525 Binary HPLC Pump | Waters | 800000146 | C0925P516R | 12 | 2018-05-03 | 2019-05-03 | May | Flex | SGD | 655.35 | 481.2 | Venture (LC) |  | Flex |  |  | Flex |  |  | SGD | 655.35 | 481.2 | 1H 2018 | 2018-309 | SGD | 655.35 | 481.2
V103 | W1-16GC0027 | 1525 Binary HPLC Pump | Waters | 800000146 | G0925P662R | 12 | 2018-05-10 | 2019-05-10 | May | Flex | SGD | 655.35 | 481.2 | Venture (LC) |  | Flex |  |  | Flex |  |  | SGD | 655.35 | 481.2 | 1H 2018 | 2018-309 | SGD | 655.35 | 481.2
V104 | W1-16GC0028 | Actuator Homing Box | Waters | NA | TE83076-1 | 12 | 2018-10-29 | 2019-10-29 | Oct | Venture Internal | USD | 0 | 0 | Venture (LC) |  | Venture |  |  | Venture |  |  | USD | 0 | 0 | NA | NA | USD | 0 | 0
V105 | W1-16GC0029 | I-Class BSM | Waters | 800000240 | B08UPB497R (ID#91968) | 12 | 2018-10-05 | 2019-10-05 | Oct | Venture Internal | USD | 0 | 0 | Venture (LC) |  | Venture |  |  | Venture |  |  | USD | 0 | 0 | NA | NA | USD | 0 | 0
V106 | W1-16GC0030 | ACQUITY UPLC CM-A | Waters | 186015043 | D11CMP976N (ID#82516) | 12 | 2018-10-05 | 2019-10-05 | Oct | Venture Internal | USD | 0 | 0 | Venture (LC) |  | Venture |  |  | Venture |  |  | USD | 0 | 0 | NA | NA | USD | 0 | 0
V107 | W1-16GC0031 | UPLC TUV Detector | Waters | 800000204 | A10UPT391R (ID#91844) | 12 | 2018-10-05 | 2019-10-05 | Oct | Flex | SGD | 315.23 | 230.94 | Venture (LC) |  | Flex |  |  | Flex |  |  | SGD | 315.23 | 230.94 | Q3 2018 | 2019-017 | SGD | 315.23 | 230.94
V108 | W1-16GC0032 | I-Class BSM | Waters | 800000240 | A11UPB494R (ID#91967) | 12 | 2018-10-07 | 2019-10-07 | Oct | Venture Internal | USD | 0 | 0 | Venture (LC) |  | Venture |  |  | Venture |  |  | USD | 0 | 0 | NA | NA | USD | 0 | 0
V109 | W1-16GC0033 | ACQUITY UPLC CM-A | Waters | 186015043 | D11CMP975N (ID#82517) | 12 | 2018-10-05 | 2019-10-05 | Oct | Venture Internal | USD | 0 | 0 | Venture (LC) |  | Venture |  |  | Venture |  |  | USD | 0 | 0 | NA | NA | USD | 0 | 0
V110 | W1-16GC0034 | UPLC TUV Detector | Waters | 800000204 | A10UPT477R (ID#91847) | 12 | 2018-10-05 | 2019-10-05 | Oct | Flex | SGD | 315.23 | 230.94 | Venture (LC) |  | Flex |  |  | Flex |  |  | SGD | 315.23 | 230.94 | Q3 2018 | 2019-017 | SGD | 315.23 | 230.94
V111 | W1-16GC0035 | I-Class BSM | Waters | 186015000 | E09UPB549R (ID#82514) | 12 | 2018-10-12 | 2019-10-12 | Oct | Venture Internal | USD | 0 | 0 | Venture (LC) |  | Venture |  |  | Venture |  |  | USD | 0 | 0 | NA | NA | USD | 0 | 0
V112 | W1-16GC0036 | ACQUITY UPLC CM-A | Waters | 186015043 | D11CMP980N (ID#82518) | 12 | 2018-10-10 | 2019-10-10 | Oct | Venture Internal | USD | 0 | 0 | Venture (LC) |  | Venture |  |  | Venture |  |  | USD | 0 | 0 | NA | NA | USD | 0 | 0
V113 | W1-16GC0037 | UPLC TUV Detector | Waters | 800000204 | L09UPT295R (ID#91854) | 12 | 2018-10-10 | 2019-10-10 | Oct | Flex | SGD | 367.24 | 269.04 | Venture (LC) |  | Flex |  |  | Flex |  |  | SGD | 367.24 | 269.04 | Q3 2018 | 2019-017 | SGD | 367.24 | 269.04
V114 | W1-16GC0038 | I-Class BSM | Waters | 186015000 | L10UPB377R (ID#82515) | 12 | 2018-10-11 | 2019-10-11 | Oct | Venture Internal | USD | 0 | 0 | Venture (LC) |  | Venture |  |  | Venture |  |  | USD | 0 | 0 | NA | NA | USD | 0 | 0
V115 | W1-16GC0039 | ACQUITY UPLC CM-A | Waters | 186015043 | D11CMP978N (ID#82519) | 12 | 2018-10-10 | 2019-10-10 | Oct | Venture Internal | USD | 0 | 0 | Venture (LC) |  | Venture |  |  | Venture |  |  | USD | 0 | 0 | NA | NA | USD | 0 | 0
V116 | W1-16GC0040 | UPLC TUV Detector | Waters | 800000204 | B10UPT530R (ID#91850) | 12 | 2018-10-09 | 2019-10-09 | Oct | Flex | SGD | 315.23 | 230.94 | Venture (LC) |  | Flex |  |  | Flex |  |  | SGD | 315.23 | 230.94 | Q3 2018 | 2019-017 | SGD | 315.23 | 230.94
V117 | W1-16GC0041 | I-Class BSM | Waters | 186015000 | G09UPB973R (ID#91846) | 12 | 2019-01-02 | 2020-01-02 | Jan | Venture Internal | USD | 0 | 0 | Venture (LC) |  | Venture |  |  | Venture |  |  | USD | 0 | 0 | NA | NA | USD | 0 | 0
V118 | W1-16GC0042 | ACQUITY UPLC CM-A | Waters | 186015043 | D11CMP922N (ID#82512) | 12 | 2017-12-29 | 2018-12-29 | Dec | Venture Internal | USD | 0 | 0 | Venture (LC) |  | Venture |  |  | Venture |  |  | USD | 0 | 0 | NA | NA | USD | 0 | 0
V119 | W1-16GC0043 | UPLC TUV Detector | Waters | 800000204 | A09UPT635R (ID#91404) | 12 | 2019-01-05 | 2020-01-05 | Jan | Flex | SGD | 486.77 | 358 | Venture (LC) |  | Flex |  |  | Flex | 2019-03-26 | 2019-148 | SGD | 486.77 | 358 | 1H 2018 | 2018-309 | SGD | 331.54 | 243.44
V120 | W1-16GC0044 | I-Class BSM | Waters | 186015000 | G09UPB976R (ID#91849) | 12 | 2017-12-30 | 2018-12-30 | Dec | Venture Internal | USD | 0 | 0 | Venture (LC) |  | Venture |  |  | Venture |  |  | USD | 0 | 0 | NA | NA | USD | 0 | 0
V121 | W1-16GC0045 | ACQUITY UPLC CM-A | Waters | 186015043 | D11CMP973N (ID#82510) | 12 | 2017-12-29 | 2018-12-29 | Dec | Venture Internal | USD | 0 | 0 | Venture (LC) |  | Venture |  |  | Venture |  |  | USD | 0 | 0 | NA | NA | USD | 0 | 0
V122 | W1-16GC0046 | UPLC TUV Detector | Waters | 186015028 | G05UPT009N (ID#91405) | 12 | 2019-01-14 | 2020-01-14 | Jan | Flex | SGD | 621.11 | 456.8 | Venture (LC) |  | Flex |  |  | Flex | 2019-03-26 | 2019-148 | SGD | 621.11 | 456.8 | 1H 2018 | 2018-309 | SGD | 331.54 | 243.44
V123 | W1-16GC0047 | I-Class BSM | Waters | 186015000 | J10UPB055R (ID#91855) | 12 | 2017-12-31 | 2018-12-31 | Dec | Venture Internal | USD | 0 | 0 | Venture (LC) |  | Venture |  |  | Venture |  |  | USD | 0 | 0 | NA | NA | USD | 0 | 0
V124 | W1-16GC0048 | ACQUITY UPLC CM-A | Waters | 186015043 | D11CMP924N (ID#82513) | 12 | 2017-12-29 | 2018-12-29 | Dec | Venture Internal | USD | 0 | 0 | Venture (LC) |  | Venture |  |  | Venture |  |  | USD | 0 | 0 | NA | NA | USD | 0 | 0
V125 | W1-16GC0049 | ACQUITY UPLC TUV Detector | Waters | 186015031 | F10TUV144A (ID#91484) | 12 | 2018-01-15 | 2019-01-15 | Jan | Flex | SGD | 357.83 | 263.17 | Venture (LC) |  | Flex |  |  | Flex | 2019-03-26 | 2019-148 | SGD | 357.83 | 263.17 | 1H 2018 | 2018-309 | SGD | 898.93 | 660.06
V126 | W1-16GC0050 | I-Class BSM | Waters | 186015000 | G09UPB980R (ID#91852) | 12 | 2019-01-04 | 2020-01-04 | Jan | Venture Internal | USD | 0 | 0 | Venture (LC) |  | Venture |  |  | Venture |  |  | USD | 0 | 0 | NA | NA | USD | 0 | 0
V127 | W1-16GC0051 | ACQUITY UPLC CM-A | Waters | 186015043 | D11CMP983N (ID#82511) | 12 | 2017-12-29 | 2018-12-29 | Dec | Venture Internal | USD | 0 | 0 | Venture (LC) |  | Venture |  |  | Venture |  |  | USD | 0 | 0 | NA | NA | USD | 0 | 0
V128 | W1-16GC0052 | ACQUITY UPLC TUV Detector | Waters | 186015031 | F10TUV143A (ID#91483) | 12 | 2018-01-11 | 2019-01-11 | Jan | Flex | SGD | 340.02 | 250.07 | Venture (LC) |  | Flex |  |  | Flex | 2019-03-26 | 2019-148 | SGD | 340.02 | 250.07 | 1H 2018 | 2018-309 | SGD | 765.35 | 561.97
V129 | W1-16GC0053 | BSM | Waters | 800000240 | F08UPB669R | 12 | 2019-04-08 | 2020-04-08 | Apr | Waters | USD | 0 | 0 | Venture (LC) |  | Venture |  |  | Venture |  |  | USD | 0 | 0 | ? | ? | USD
V130 | W1-16GC0054 | SM | Waters | 800000277 | F08UPA229R | 12 | 2019-04-08 | 2020-04-08 | Apr | Waters | USD | 0 | 0 | Venture (LC) |  | Venture |  |  | Venture |  |  | USD | 0 | 0 | ? | ? | USD
V131 | W1-16GC0055 | TUV Detector | Waters | 800000204 | G08UPT373R | 12 | 2019-04-08 | 2020-04-08 | Apr | Waters | USD | 0 | 0 | Venture (LC) |  | Venture |  |  | Venture |  |  | USD | 0 | 0 | ? | ? | USD
V132 | W1-16GC0056 | Column Manager Aux | Waters | 186015049 | C11CMX315N | 12 | 2019-09-03 | 2020-09-03 | Sep | Venture Internal | USD | 0 | 0 | Venture (LC) |  | Venture |  |  | Venture | 2019-10-29 | NA | USD | 0 | 0 | NA | NA | USD | 0 | 0
V133 | W1-16GC0057 | Column Manager | Waters | 186010543 | A11CMP554N | 12 | 2019-09-03 | 2020-09-03 | Sep | Venture Internal | USD | 0 | 0 | Venture (LC) |  | Venture |  |  | Venture | 2019-10-29 | NA | USD | 0 | 0 | NA | NA | USD | 0 | 0
V134 | W1-16GC0058 | Column Manager Aux | Waters | 186015049 | M11CMX180G | 12 | 2019-09-04 | 2020-09-04 | Sep | Venture Internal | USD | 0 | 0 | Venture (LC) |  | Venture |  |  | Venture | 2019-10-29 | NA | USD | 0 | 0 | NA | NA | USD | 0 | 0
V135 | W1-16GC0059 | Column Manager | Waters | 186015043 | B12CMP296G | 12 | 2019-09-04 | 2020-09-04 | Sep | Venture Internal | USD | 0 | 0 | Venture (LC) |  | Venture |  |  | Venture | 2019-10-29 | NA | USD | 0 | 0 | NA | NA | USD | 0 | 0
V136 | W1-16GC0060 | UPLC TUV Detector | Waters | 186015031 | G15TUV597A (ID#92097) | 12 | 2018-10-12 | 2019-10-12 | Oct | Venture Internal | USD | 0 | 0 | Venture (LC) |  | Venture |  |  | Venture |  |  | USD | 0 | 0 | NA | NA | USD | 0 | 0
V137 | W1-16GC0061 | CPSM Metering Syringe Tester | Waters | LAC/E 32 | TE83006-2 | 12 | 2018-12-28 | 2019-12-28 | Dec | Venture Internal | USD | 0 | 0 | Venture (LC) |  | Venture |  |  | Venture |  |  | USD | 0 | 0 | NA | NA | USD | 0 | 0
V138 | W1-16GC0062 | RTZ TESTER-2 | Waters | NA | TE82995-2 | 12 | 2019-01-11 | 2020-01-11 | Jan | Venture Internal | USD | 0 | 0 | Venture (LC) |  | Venture |  |  | Venture |  |  | USD | 0 | 0 | NA | NA | USD | 0 | 0
V139 | W1-16GC0063 | RTZ TESTER-3 | Waters | NA | TE82995-3 | 12 | 2019-01-11 | 2020-01-11 | Jan | Venture Internal | USD | 0 | 0 | Venture (LC) |  | Venture |  |  | Venture |  |  | USD | 0 | 0 | NA | NA | USD | 0 | 0
V140 | W1-16GC0064 | FTN BEZEL TESTER | Waters | NA | TE83084-2 | 12 | 2019-08-28 | 2020-08-28 | Aug | Venture Internal | USD | 0 | 0 | Venture (LC) |  | Venture |  |  | Venture | 2019-09-27 |  | USD | 0 | 0 | NA | NA | USD | 0 | 0
V141 | W1-16GC0065 | Alliance Column Heater/Cooler | Waters | LAC/E 32 | TE82774-2 | 12 | 2018-10-15 | 2019-10-15 | Oct | Venture Internal | USD | 0 | 0 | Venture (LC) |  | Venture |  |  | Venture |  |  | USD | 0 | 0 | NA | NA | USD | 0 | 0
V142 | W1-16GC0066 | Alliance Column Heater/Cooler | Waters | LAC/E 32 | TE82774-3 | 12 | 2018-10-15 | 2019-10-15 | Oct | Venture Internal | USD | 0 | 0 | Venture (LC) |  | Venture |  |  | Venture |  |  | USD | 0 | 0 | NA | NA | USD | 0 | 0
V143 | W1-16GC0067 | Acquity SDS Automated Test Station | Waters | NA | TE82943-24 | 12 | 2018-10-15 | 2019-10-15 | Oct | Venture Internal | USD | 0 | 0 | Venture (LC) |  | Venture |  |  | Venture |  |  | USD | 0 | 0 | NA | NA | USD | 0 | 0
V144 | W1-16GC0092 | Temperature Control Module ll Final Tester | Waters | NA | TE82818 | 12 | 2018-12-28 | 2019-12-28 | Dec | Venture Internal | USD | 0 | 0 | Venture (LC) |  | Venture |  |  | Venture |  |  | USD | 0 | 0 | NA | NA | USD | 0 | 0
V145 | W1-17GC0094 | 600 Controller Tester | Waters | N/A | TE82824 | 12 | 2018-12-28 | 2019-12-28 | Dec | Venture Internal | USD | 0 | 0 | Venture (LC) |  | Venture |  |  | Venture |  |  | USD | 0 | 0 | NA | NA | USD | 0 | 0
V146 | W1-17GC0097 | Lamp Alignment Station | Waters | LAC/E 32 | TE83029-1 | 12 | 2018-12-28 | 2019-12-28 | Dec | Venture Internal | USD | 0 | 0 | Venture (LC) |  | Venture |  |  | Venture |  |  | USD | 0 | 0 | NA | NA | USD | 0 | 0
V147 | W1-17GC0098 | FLR Optics Bench Alignment Station | Waters | LAC/E 32 | TE83032-1 | 12 | 2018-12-28 | 2019-12-28 | Dec | Venture Internal | USD | 0 | 0 | Venture (LC) |  | Venture |  |  | Venture |  |  | USD | 0 | 0 | NA | NA | USD | 0 | 0
V148 | W1-17GC0099 | 2475 Optics Bench Alignment Station | Waters | LAC/E 32 | TE83031-1 | 12 | 2018-12-28 | 2019-12-28 | Dec | Venture Internal | USD | 0 | 0 | Venture (LC) |  | Venture |  |  | Venture |  |  | USD | 0 | 0 | NA | NA | USD | 0 | 0
V149 | W1-17GC0100 | Detector Firmware & Serial Number Download Station | Waters | LAC/E 32 | TE82757 | 12 | 2018-12-28 | 2019-12-28 | Dec | Venture Internal | USD | 0 | 0 | Venture (LC) |  | Venture |  |  | Venture |  |  | USD | 0 | 0 | NA | NA | USD | 0 | 0
V150 | W1-17GC0101 | Detector Final Test Station | Waters | LAC/E 32 | TE82760-4 | 12 | 2018-06-13 | 2019-06-13 | Jun | Venture Internal | USD | 0 | 0 | Venture (LC) |  | Venture |  |  | Venture |  |  | USD | 0 | 0 | NA | NA | USD | 0 | 0
V151 | W1-17GC0102 | Detector Final Test Station | Waters | LAC/E 32 | TE82760-5 | 12 | 2018-06-13 | 2019-06-13 | Jun | Venture Internal | USD | 0 | 0 | Venture (LC) |  | Venture |  |  | Venture |  |  | USD | 0 | 0 | NA | NA | USD | 0 | 0
V152 | W1-17GC0103 | Column Manager Test System, Empower Work Station | Waters | LAC/E 32 | TE82984-1 | 12 | 2018-06-13 | 2019-06-13 | Jun | Venture Internal | USD | 0 | 0 | Venture (LC) |  | Venture |  |  | Venture |  |  | USD | 0 | 0 | NA | NA | USD | 0 | 0
V153 | W1-17GC0104 | Column Manager Empower Work Station | Waters | LAC/E 32 | TE82987-1 | 12 | 2018-06-13 | 2019-06-13 | Jun | Venture Internal | USD | 0 | 0 | Venture (LC) |  | Venture |  |  | Venture |  |  | USD | 0 | 0 | NA | NA | USD | 0 | 0
V154 | W1-17GC0105 | Acquity CMA Test Station | Waters | LENOVO | TE83026-1 | 12 | 2019-09-04 | 2020-09-04 | Sep | Venture Internal | USD | 0 | 0 | Venture (LC) |  | Venture |  |  | Venture | 2019-10-29 | NA | USD | 0 | 0 | NA | NA | USD | 0 | 0
V155 | W1-17GC0106 | Acquity CMA Test Station | Waters | LAC/E 32 | TE83026-2 | 12 | 2019-09-04 | 2020-09-04 | Sep | Venture Internal | USD | 0 | 0 | Venture (LC) |  | Venture |  |  | Venture | 2019-10-29 | NA | USD | 0 | 0 | NA | NA | USD | 0 | 0
V156 | W1-17GC0107 | PCM II Final Test Station | Waters | N/A | TE82817 | 12 | 2018-12-28 | 2019-12-28 | Dec | Venture Internal | USD | 0 | 0 | Venture (LC) |  | Venture |  |  | Venture |  |  | USD | 0 | 0 | NA | NA | USD | 0 | 0
V157 | W1-17GC0108 | Acquity HTCH Tester | Waters | LAC/E 32 | TE82956-2 | 12 | 2018-12-28 | 2019-12-28 | Dec | Venture Internal | USD | 0 | 0 | Venture (LC) |  | Venture |  |  | Venture |  |  | USD | 0 | 0 | NA | NA | USD | 0 | 0
V158 | W1-17GC0109 | High Temp Column Heater Test Station | Waters | LAC/E 32 | TE83013-1 | 12 | 2018-12-28 | 2019-12-28 | Dec | Venture Internal | USD | 0 | 0 | Venture (LC) |  | Venture |  |  | Venture |  |  | USD | 0 | 0 | NA | NA | USD | 0 | 0
V159 | W1-17GC0110 | High Temp Column Heater Test Station | Waters | LAC/E 32 | TE83013-2 | 12 | 2018-12-28 | 2019-12-28 | Dec | Venture Internal | USD | 0 | 0 | Venture (LC) |  | Venture |  |  | Venture |  |  | USD | 0 | 0 | NA | NA | USD | 0 | 0
V160 | W1-17GC0111 | 1500 Column Heater Final Test System | Waters | LENOVO | TE82723-3 | 12 | 2018-12-28 | 2019-12-28 | Dec | Venture Internal | USD | 0 | 0 | Venture (LC) |  | Venture |  |  | Venture |  |  | USD | 0 | 0 | NA | NA | USD | 0 | 0
V161 | W1-17GC0112 | Acquity CPSM Final Test System | Waters | LENOVO | TE83064-10 | 12 | 2018-10-10 | 2019-10-10 | Oct | Venture Internal | USD | 0 | 0 | Venture (LC) |  | Venture |  |  | Venture |  |  | USD | 0 | 0 | NA | NA | USD | 0 | 0
V162 | W1-17GC0113 | Acquity CPSM Final Test System | Waters | LENOVO | TE83064-11 | 12 | 2018-10-10 | 2019-10-10 | Oct | Venture Internal | USD | 0 | 0 | Venture (LC) |  | Venture |  |  | Venture |  |  | USD | 0 | 0 | NA | NA | USD | 0 | 0
V163 | W1-17GC0114 | Acquity CPSM Final Test System | Waters | LENOVO | TE83064-12 | 12 | 2018-10-13 | 2019-10-13 | Oct | Venture Internal | USD | 0 | 0 | Venture (LC) |  | Venture |  |  | Venture |  |  | USD | 0 | 0 | NA | NA | USD | 0 | 0
V164 | W1-17GC0115 | Acquity CPSM Final Test System | Waters | LENOVO | TE83064-13 | 12 | 2018-10-13 | 2019-10-13 | Oct | Venture Internal | USD | 0 | 0 | Venture (LC) |  | Venture |  |  | Venture |  |  | USD | 0 | 0 | NA | NA | USD | 0 | 0
V165 | W1-17GC0116 | Acquity CPSM Final Test System | Waters | LENOVO | TE83064-14 | 12 | 2019-01-16 | 2020-01-16 | Jan | Venture Internal | USD | 0 | 0 | Venture (LC) |  | Venture |  |  | Venture |  |  | USD | 0 | 0 | NA | NA | USD | 0 | 0
V166 | W1-17GC0117 | Acquity CPSM Final Test System | Waters | LENOVO | TE83064-15 | 12 | 2019-01-16 | 2020-01-16 | Jan | Venture Internal | USD | 0 | 0 | Venture (LC) |  | Venture |  |  | Venture |  |  | USD | 0 | 0 | NA | NA | USD | 0 | 0
V167 | W1-17GC0118 | Acquity CPSM Final Test System | Waters | LENOVO | TE83064-16 | 12 | 2017-12-28 | 2018-12-28 | Dec | Venture Internal | USD | 0 | 0 | Venture (LC) |  | Venture |  |  | Venture |  |  | USD | 0 | 0 | NA | NA | USD | 0 | 0
V168 | W1-17GC0119 | Acquity CPSM Final Test System | Waters | LENOVO | TE83064-17 | 12 | 2017-12-28 | 2018-12-28 | Dec | Venture Internal | USD | 0 | 0 | Venture (LC) |  | Venture |  |  | Venture |  |  | USD | 0 | 0 | NA | NA | USD | 0 | 0
V169 | W1-17GC0120 | Unit Serial Number Label Printer | Waters | LAC/E 32 | WATERSISNL1 | 12 | 2019-04-03 | 2020-04-03 | Apr | Venture Internal | USD | 0 | 0 | Venture (LC) |  | Venture |  |  | Venture |  |  | USD | 0 | 0 | NA | NA | USD | 0 | 0
V170 | W1-17GC0121 | Certificate Printer | Waters | LAC/E 32 | WATERSCOFP1 | 12 | 2019-04-03 | 2020-04-03 | Apr | Venture Internal | USD | 0 | 0 | Venture (LC) |  | Venture |  |  | Venture |  |  | USD | 0 | 0 | NA | NA | USD | 0 | 0
V171 | W1-19GC0152 | Pat and Flash Tester | Seaward Electronic | CLARE HAL 104 | 44K-0204 | 12 | 2019-11-06 | 2020-11-06 | Nov | Micro Precision | USD | 432 | 432 | Venture (MS) |  | Venture | 2020-01-08 | 2020-012 | Venture | 2020-01-08 | 2020-012 | USD | 432 | 432 | NA | NA | USD | 0 | 0
Note on J286: Jie Hui Ng: Month is based on column H
Note on P325: Jie Hui Ng: to be calibrated in Mar 19
Note on C371: Jie Hui Ng: amt to be charge by Flex
Note on C374: Jie Hui Ng: amt to be charge by Flex
Note on B390: Jie Hui Ng: no cost involved