## Combine
Updated on: | 2020-01-08
[5 empty] | 1 | 2 | 3 | 4 | 5 | 6 | 7 | 8 | 9 | 10 | 11 |  |  |  | 12 | 13 | 14 | 7 | 8 | 9 | 15 | 16 | 17 | 18
[5 empty] | 7: 2020 Data; 8: 2020 Data; 9: 2020 Data | 2020 Data |  |  | 2019 Data | 2019 Data | 2019 Data | 2019 Data | 2019 Data | 2019 Data | 2018 Records
S/N | Equipment ID | Equipment Description | Manufacturer | Model | Equipment Serial Number | Interval | Calibration Date | Due Date | Month | Vendor | Original Currency | Pricing in Original Currency | Price Converted to USD | Location | Remarks | 2020 Billing Party | 2020 Billing Period | 2020 PO# | 2019 Billing Party | 2019 Billing Period | 2019 PO# | Original Currency | Pricing in Original Currency | Price Converted to USD | 2018 Billing Period | 2018 PO# | Original Currency | Pricing in Original Currency | Price Converted to USD
C01 | 93260 | Electrical Safety Analyzer | Chroma | 19032 | 19032G400225 | 12 | 2019-03-11 | 2020-03-11 | Mar | Micro Precision | SGD | 320 | 235.64 | CEI |  | CEI |  |  | CEI | 2019-06-18 | 2019-267 | SGD | 320 | 235.64 | 2018 | 2018-196 | SGD | 646 | 480
C02 |  | Load Box | Chroma | S14-03 | 14354696 | 12 | 2019-03-11 | 2020-03-11 | Mar | Micro Precision | SGD | 230 | 169.37 | CEI |  | CEI |  |  | CEI | 2019-06-18 | 2019-267 | SGD | 230 | 169.37 | 2018 | 2018-196 | SGD | 100 | 75
C03 |  | Shutter Tester | Waters | TE82869-2 | - | 12 | 2019-04-02 | 2020-04-02 | Mar | CEI Internal | USD | 0 | 0 | CEI |  | CEI |  |  | CEI | 2019-06-18 | 2019-267 | USD | 0 | 0 | 2018 | 2018-196 | USD | 0 | 0
C04 | Racal system | Keithley Source Measurement Unit #1 | Keithley | 236 | 782275 | 12 | 2018-02-07 | 2019-02-07 | Feb | Tektronix | SGD | 1227 | 1017.11 | CEI PCBA |  | CEI |  |  | CEI |  |  | SGD | 1227 | 1017.11 | 2018 | 2018-533 | SGD | 1227 | 1017.11
C05 | TE82934-2 RF box | 20MHz Function Arbitrary Waveform Generator | Agilent Technologies | 33220A | MY44015741 | 12 | 2017-12-14 | 2018-12-14 | Dec | Tech Systems |  |  |  | CEI PCBA (UK) | [10 empty] | NA | NA | SGD | 0 | 0
C06 | WAT3 Micromass ID#3456 | Agilent 61/2 Digit Multimeter | Agilent Technologies | 34411A | MY48000677 | 12 | 2018-01-29 | 2019-01-29 | Jan | Tech Systems |  |  |  | CEI PCBA (UK) | [10 empty] | NA | NA | SGD | 0 | 0
C07 | WAT3 Micromass ID#3454 | 20MHz Function Arbitrary Waveform Generator | Agilent Technologies | 33220A | MY44026448 | 12 | 2018-01-26 | 2019-01-26 | Jan | Tech Systems |  |  |  | CEI PCBA (UK) | [10 empty] | NA | NA | SGD | 0 | 0
C08 | WAT8 5053 (TE82988-5) Quad Test (WA-4748/4809/4763/4764/4765 replacement unit from Raymond no cal report given | 6½ DIGITAL MULTIMETER | Agilent Technologies | 34411A | MY48002511 | 12 | 2018-03-23 | 2019-03-23 | Mar | Tech Systems |  |  |  | CEI PCBA (UK) | [10 empty] | NA | NA | SGD | 0 | 0
C09 | WAT8 Micromass 3192 | 4 CH 500MHz OSCILLOSCOPE | Tektronix | TDS3054B | B040453 | 12 | 2018-04-17 | 2019-04-17 | Apr | SGS |  |  |  | CEI PCBA (UK) | [10 empty] | NA | NA | SGD | 0 | 0
C10 | GTS2 82988-9 ID# | DC Electronic Load Main Frame 8 Channel | Chroma | 6314A | 3: 2018-04-26; 4: 2019-04-26; 5: Apr; 6: Tech Systems; 10: CEI PCBA (UK) | [9 empty] | NA | NA | SGD | 0 | 0
C11 | GTS2 82988-9 ID# 93168 | DC Electronic Load 6A/60A/80V 300W | Chroma | 63103A | 63103A005460 | 12 | 2018-04-26 | 2019-04-26 | Apr | Tech Systems |  |  |  | CEI PCBA (UK) | [10 empty] | NA | NA | SGD | 0 | 0
C12 | GTS2_ 82988-9 ID# 93178 | DC Electronic Load 6A/60A/80V 300W | Chroma | 63103A | 63103A005457 | 12 | 2018-04-26 | 2019-04-26 | Apr | Tech Systems |  |  |  | CEI PCBA (UK) | [10 empty] | NA | NA | SGD | 0 | 0
C13 | GTS2 82988-9 ID# 93179 | DC Electronic Load 6A/60A/80V 300W | Chroma | 63103A | 63103A005485 | 12 | 2018-04-26 | 2019-04-26 | Apr | Tech Systems |  |  |  | CEI PCBA (UK) | [10 empty] | NA | NA | SGD | 0 | 0
C14 | GTS2 82988-9 ID# 93180 | DC Electronic Load 6A/60A/80V 300W | Chroma | 63103A | 63103A005472 | 12 | 2018-04-26 | 2019-04-26 | Apr | Tech Systems |  |  |  | CEI PCBA (UK) | [10 empty] | NA | NA | SGD | 0 | 0
C15 | GTS2 ID# 93245 12M WP72 | Agilent 61/2 Digit Multimeter | Agilent Technologies | 34411A | MY48003752 | 12 | 2018-04-27 | 2019-04-27 | Apr | Tech Systems |  |  |  | CEI PCBA (UK) | [10 empty] | NA | NA | SGD | 0 | 0
C16 | GTS2 82988-9 ID# 93185 | Programmable DC Power supply | TDK Lambda | GENH60-12.5-LAN-U | 09M1038A | 12 | 2018-04-27 | 2019-04-27 | Apr | Tech Systems |  |  |  | CEI PCBA (UK) | [10 empty] | NA | NA | SGD | 0 | 0
C17 | GTS2 82988-9 ID# 93189 | NI [ M series ] MULTIFUNCTION DAQ Device | National Instruments | PXI-6229 | 17E3259 | 12 | 2018-04-27 | 2019-04-27 | Apr | Tech Systems |  |  |  | CEI PCBA (UK) | [10 empty] | NA | NA | SGD | 0 | 0
C18 | GTS2 82988-9 ID# 93186 | Programmable DC Power supply | TDK Lambda | GENH30-25 | 12M4062Z | 12 | 2018-04-27 | 2019-04-27 | Apr | Tech Systems |  |  |  | CEI PCBA (UK) | [10 empty] | NA | NA | SGD | 0 | 0
C19 | GTS2 82988-9 ID# 93187 | Programmable DC Power supply | TDK Lambda | GENH30-25 | 12M4063Z | 12 | 2018-04-27 | 2019-04-27 | Apr | Tech Systems |  |  |  | CEI PCBA (UK) | [10 empty] | NA | NA | SGD | 0 | 0
C20 | GTS2 82988-9 ID# 93182 | Programmable DC Power supply | TDK Lambda | GENH60-12.5 | 12M4064Z | 12 | 2018-04-27 | 2019-04-27 | Apr | Tech Systems |  |  |  | CEI PCBA (UK) | [10 empty] | NA | NA | SGD | 0 | 0
C21 | GTS2 82988-9 ID# 93183 | Programmable DC Power supply | TDK Lambda | GENH60-12.5 | 12M4068Z | 12 | 2018-04-27 | 2019-04-27 | Apr | Tech Systems |  |  |  | CEI PCBA (UK) | [10 empty] | NA | NA | SGD | 0 | 0
C22 | GTS2 82988-9 ID# 93184 | Programmable DC Power supply | TDK Lambda | GENH60-12.5 | 12M4069Z | 12 | 2018-04-27 | 2019-04-27 | Apr | Tech Systems |  |  |  | CEI PCBA (UK) | [10 empty] | NA | NA | SGD | 0 | 0
C23 | GTS2 82988-9 ID# 93246 12M WP72 | 4 CH 500MHz OSCILLOSCOPE | Tektronix | TDS3054C | C012641 | 12 | 2018-04-27 | 2019-04-27 | Apr | Tech Systems |  |  |  | CEI PCBA (UK) | [10 empty] | NA | NA | SGD | 0 | 0
C24 | GTS1 95168 | Programmable DC Power supply | TDK Lambda | GENH30-25 | 09M1019A | 12 | 2019-04-25 | 2020-04-25 | Apr | Micro Precision | USD | 156 | 156 | CEI PCBA |  | Micro Precision |  |  | Micro Precision | 2019-05-07 | 2019-218 | USD | 156 | 156 | 2018 | 2018-533 | SGD | 176 | 145.89
C25 | GTS1 95169 | Programmable DC Power supply | TDK Lambda | GENH30-25 | 09M1020A | 12 | 2019-04-25 | 2020-04-25 | Apr | Micro Precision | USD | 156 | 156 | CEI PCBA |  | Micro Precision |  |  | Micro Precision | 2019-05-07 | 2019-218 | USD | 156 | 156 | 2018 | 2018-533 | SGD | 176 | 145.89
C26 | GTS1 95153 | 6½ DIGITAL MULTIMETER | Agilent Technologies | 34411A | MY46000358 | 12 | 2019-04-25 | 2020-04-25 | Apr | Micro Precision | USD | 140 | 140 | CEI PCBA |  | Micro Precision |  |  | Micro Precision | 2019-05-07 | 2019-218 | USD | 140 | 140 | 2018 | 2018-533 | SGD | 160 | 132.63
C27 | GTS1 95158 | 4 CH 500MHz OSCILLOSCOPE | Tektronix | TDS3054C | C011085 | 12 | 2019-04-25 | 2020-04-25 | Apr | Micro Precision | USD | 196 | 196 | CEI PCBA |  | Micro Precision |  |  | Micro Precision | 2019-05-07 | 2019-218 | USD | 196 | 196 | 2018 | 2018-533 | SGD | 360 | 298.42
C28 | GTS1 91745 | NI [ M series ] MULTIFUNCTION DAQ Device | National Instruments | PXI-6229 | 145DF14 | 12 | 2019-04-25 | 2020-04-25 | Apr | Micro Precision | USD | 264 | 264 | CEI PCBA |  | Micro Precision |  |  | Micro Precision | 2019-05-07 | 2019-218 | USD | 264 | 264 | 2018 | 2018-533 | SGD | 480 | 397.89
C29 | GTS1 91744 | NI [ M series ] MULTIFUNCTION DAQ Device | National Instruments | PXI-6229 | 145DF42 | 12 | 2019-04-25 | 2020-04-25 | Apr | Micro Precision | USD | 264 | 264 | CEI PCBA |  | Micro Precision |  |  | Micro Precision | 2019-05-07 | 2019-218 | USD | 264 | 264 | 2018 | 2018-533 | SGD | 480 | 397.89
C30 | GTS1 95176 | Programmable DC Power supply | TDK Lambda | GENH60-12.5 | 09M1026A | 12 | 2019-04-25 | 2020-04-25 | Apr | Micro Precision | USD | 156 | 156 | CEI PCBA |  | Micro Precision |  |  | Micro Precision | 2019-05-07 | 2019-218 | USD | 156 | 156 | 2018 | 2018-533 | SGD | 144 | 119.37
C31 | GTS1 95177 | Programmable DC Power supply | TDK Lambda | GENH60-12.5 | 09M1028A | 12 | 2019-04-25 | 2020-04-25 | Apr | Micro Precision | USD | 156 | 156 | CEI PCBA |  | Micro Precision |  |  | Micro Precision | 2019-05-07 | 2019-218 | USD | 156 | 156 | 2018 | 2018-533 | SGD | 144 | 119.37
C32 | GTS1 95173 | Programmable DC Power supply | TDK Lambda | GENH60-12.5 | 09M1029A | 12 | 2019-04-25 | 2020-04-25 | Apr | Micro Precision | USD | 156 | 156 | CEI PCBA |  | Micro Precision |  |  | Micro Precision | 2019-05-07 | 2019-218 | USD | 156 | 156 | 2018 | 2018-533 | SGD | 144 | 119.37
C33 | GTS1 95172 | Programmable DC Power supply | TDK Lambda | GENH60-12.5 | 09M1032A | 12 | 2019-04-25 | 2020-04-25 | Apr | Micro Precision | USD | 156 | 156 | CEI PCBA |  | Micro Precision |  |  | Micro Precision | 2019-05-07 | 2019-218 | USD | 156 | 156 | 2018 | 2018-533 | SGD | 144 | 119.37
C34 | GTS1 91773 | 20MHZ FUNCTION.ARBITRARY WAVEFORM GENERATOR | Agilent Technologies | 33220A | MY44046858 | 12 | 2019-04-25 | 2020-04-25 | Apr | Micro Precision | USD | 246 | 246 | CEI PCBA |  | Micro Precision |  |  | Micro Precision | 2019-05-07 | 2019-218 | USD | 246 | 246 | 2018 | 2018-533 | SGD | 280 | 232.1
C35 | GTS1 95175 | DC ELECTRONIC LOAD MAINFRAME | Chroma | 6314 | 63140009193 | 12 | 2018-04-30 | 2019-04-30 | Apr | Tech Systems |  |  |  | CEI PCBA (UK) | [10 empty] | NA | NA | SGD | 0 | 0
C36 | GTS1 95195 | DC ELECTRONIC LOAD MODULE 0-60 A, 80 V, 300 W | Chroma | 63103 | 631030017022 | 12 | 2019-04-25 | 2020-04-25 | Apr | Micro Precision | USD | 236 | 236 | CEI PCBA |  | Micro Precision |  |  | Micro Precision | 2019-05-07 | 2019-218 | USD | 236 | 236 | 2018 | 2018-533 | SGD | 240 | 198.94
C37 | GTS1 95193 | DC ELECTRONIC LOAD MODULE 0-60 A, 80 V, 300 W | Chroma | 63103 | 631030017023 | 12 | 2019-04-25 | 2020-04-25 | Apr | Micro Precision | USD | 236 | 236 | CEI PCBA |  | Micro Precision |  |  | Micro Precision | 2019-05-07 | 2019-218 | USD | 236 | 236 | 2018 | 2018-533 | SGD | 240 | 198.94
C38 | GTS1 95194 | DC ELECTRONIC LOAD MODULE 0-60 A, 80 V, 300 W | Chroma | 63103 | 631030017030 | 12 | 2019-04-25 | 2020-04-25 | Apr | Micro Precision | USD | 236 | 236 | CEI PCBA |  | Micro Precision |  |  | Micro Precision | 2019-05-07 | 2019-218 | USD | 236 | 236 | 2018 | 2018-533 | SGD | 240 | 198.94
C39 | GTS1 95192 | DC ELECTRONIC LOAD MODULE 0-60 A, 80 V, 300 W | Chroma | 63103 | 631030017042 | 12 | 2019-04-25 | 2020-04-25 | Apr | Micro Precision | USD | 236 | 236 | CEI PCBA |  | Micro Precision |  |  | Micro Precision | 2019-05-07 | 2019-218 | USD | 236 | 236 | 2018 | 2018-533 | SGD | 240 | 198.94
C40 | GTS2 82988-9 ID# 93188 | NI [ M series ] MULTIFUNCTION DAQ Device | National Instruments | PXI-6229 | 17E3258 | 12 | 2018-04-30 | 2019-04-30 | Apr | Tech Systems |  |  |  | CEI PCBA (UK) | [10 empty] | NA | NA | SGD | 0 | 0
C41 | GTS2 ID# 93244 12M WP72 | 20MHz Function Arbitrary Waveform Generator | Agilent Technologies | 33220A | MY44052037 | 12 | 2018-04-30 | 2019-04-30 | Apr | Tech Systems |  |  |  | CEI PCBA (UK) | [10 empty] | NA | NA | SGD | 0 | 0
C42 | GTS2 82988-9 ID# 93190 | NI Programmable DC Power supply Power SMU | National Instruments | PXI-4130 | 160B92C | 12 | 2018-05-03 | 2019-05-03 | May | Tech Systems |  |  |  | CEI PCBA (UK) | [10 empty] | NA | NA | SGD | 0 | 0
C43 | GTS1 91746 | NI Programmable DC Power supply | National Instruments | PXI-4130 | 1450264 | 12 | 2019-04-25 | 2020-04-25 | Apr | Micro Precision | USD | 266 | 266 | CEI PCBA |  | Micro Precision |  |  | Micro Precision | 2019-05-07 | 2019-218 | USD | 266 | 266 | 2018 | 2018-533 | SGD | 480 | 397.89
C44 | PERSONALITY | Digital Multimeter 6.5digit | Agilent Technologies | 34411A | MY48002562 | 12 | 2018-05-28 | 2019-05-28 | May | Tech Systems |  |  |  | CEI PCBA (UK) | [10 empty] | NA | NA | SGD | 0 | 0
C45 | Racal system control No. 91360 | 6½ Digit Multimeter | Racal-Dana Instruments, inc. | 4152A | US38010520 | 12 | 2018-05-31 | 2019-05-31 | May | ESSCO |  |  |  | CEI PCBA (UK) | [10 empty] | NA | NA | SGD | 0 | 0
C46 | Racal system control No.91359 | 3151 VX1 Waveform Generator | Racal-Dana Instruments, inc. | 3151A | 9809968 | 12 | 2018-06-18 | 2019-06-18 | Jun | Tra-Cal, LLC |  |  |  | CEI PCBA (UK) | [10 empty] | NA | NA | SGD | 0 | 0
C47 | Racal system 2461-CD control No. 91361 | VX1 Counter Card | Racal-Dana Instruments, inc. | 2461-CD | 8051445 | 12 | 2018-06-18 | 2019-06-18 | Jun | Tra-Cal, LLC |  |  |  | CEI PCBA (UK) | [10 empty] | NA | NA | SGD | 0 | 0
C48 | TE82934-2 (RF DC BOX Functional Tester) | Keysight Multimeter | Keysight Technologies | 34411A | MY53001857 | 12 | 2018-06-19 | 2019-06-19 | Jun | Tech Systems |  |  |  | CEI PCBA (UK) | [10 empty] | NA | NA | SGD | 0 | 0
C49 | Racal system | HP66103A DC Power Module 35V/4.5A | Agilent Technologies | 66103A | US34212664 | 12 | 2019-08-15 | 2020-08-15 | Aug | Tech Systems | SGD | 200 | 161.41 | CEI PCBA |  | CEI | 2020-01-08 | 2020-015 | CEI |  |  | SGD | 200 | 161.41 | 2018 | 2018-533 | SGD | 200 | 165.79
C50 | Racal system | HP66103A DC Power Module 35V/4.5A | Agilent Technologies | 66103A | US34212667 | 12 | 2019-08-15 | 2020-08-15 | Aug | Tech Systems | SGD | 200 | 161.41 | CEI PCBA |  | CEI | 2020-01-08 | 2020-015 | CEI |  |  | SGD | 200 | 161.41 | 2018 | 2018-533 | SGD | 200 | 165.79
C51 | Racal system | HP66103A DC Power Module 35V/4.5A | Agilent Technologies | 66103A | US34212669 | 12 | 2019-08-15 | 2020-08-15 | Aug | Tech Systems | SGD | 200 | 161.41 | CEI PCBA |  | CEI | 2020-01-08 | 2020-015 | CEI |  |  | SGD | 200 | 161.41 | 2018 | 2018-533 | SGD | 200 | 165.79
C52 | Racal system | HP66103A DC Power Module 35V/4.5A | Agilent Technologies | 66103A | US34212670 | 12 | 2019-08-16 | 2020-08-16 | Aug | Tech Systems | SGD | 200 | 161.41 | CEI PCBA |  | CEI | 2020-01-08 | 2020-015 | CEI |  |  | SGD | 200 | 161.41 | 2018 | 2018-533 | SGD | 200 | 165.79
C53 | Racal system | HP66103A DC Power Module 35V/4.5A | Agilent Technologies | 66103A | US34212672 | 12 | 2019-08-15 | 2020-08-15 | Aug | Tech Systems | SGD | 200 | 161.41 | CEI PCBA |  | CEI | 2020-01-08 | 2020-015 | CEI |  |  | SGD | 200 | 161.41 | 2018 | 2018-533 | SGD | 200 | 165.79
C54 | Racal system | HP66101A DC Power Module 8V/16A | Agilent Technologies | 66101A | US34442070 | 12 | 2019-08-16 | 2020-08-16 | Aug | Tech Systems | SGD | 200 | 161.41 | CEI PCBA |  | CEI | 2020-01-08 | 2020-015 | CEI |  |  | SGD | 200 | 161.41 | 2018 | 2018-533 | SGD | 200 | 165.79
C55 | Racal system | HP66101A DC Power Module 8V/16A | Agilent Technologies | 66101A | MY40000535 | 12 | 2019-08-16 | 2020-08-16 | Aug | Tech Systems | SGD | 200 | 161.41 | CEI PCBA |  | CEI | 2020-01-08 | 2020-015 | CEI |  |  | SGD | 200 | 161.41 | 2018 | 2018-533 | SGD | 200 | 165.79
C56 | Racal system ID# 92222 12MO WP72 | Electronic Load | Hewlett Packard | 60502B | US37244128 | 12 | 2019-08-15 | 2020-08-15 | Aug | Tech Systems | SGD | 200 | 161.41 | CEI PCBA |  | CEI | 2020-01-08 | 2020-015 | CEI |  |  | SGD | 200 | 161.41 | 2018 | 2018-533 | SGD | 200 | 165.79
C57 | Racal system ID# 92224 12MO WP72 | Electronic Load | Hewlett Packard | 60502B | US37244138 | 12 | 2019-08-15 | 2020-08-15 | Aug | Tech Systems | SGD | 200 | 161.41 | CEI PCBA |  | CEI | 2020-01-08 | 2020-015 | CEI |  |  | SGD | 200 | 161.41 | 2018 | 2018-533 | SGD | 200 | 165.79
C58 | Racal system ID#92225 12MO WP72 | Electronic Load | Hewlett Packard | 60502B | US37244141 | 12 | 2019-08-15 | 2020-08-15 | Aug | Tech Systems | SGD | 200 | 161.41 | CEI PCBA |  | CEI | 2020-01-08 | 2020-015 | CEI |  |  | SGD | 200 | 161.41 | 2018 | 2018-533 | SGD | 200 | 165.79
C59 | Racal system | Tektronics 4-Channel Digitizing Oscilloscope | Tektronix | TDS460A | B071897 | 12 | 2019-08-16 | 2020-08-16 | Aug | Tech Systems | SGD | 328 | 264.72 | CEI PCBA |  | CEI | 2020-01-08 | 2020-015 | CEI |  |  | SGD | 328 | 264.72 | 2018 | 2018-533 | SGD | 328 | 271.89
C60 | Racal system ID# 90246WP72 | Electronic Load | Hewlett Packard | 60502B | US37243391 | 12 | 2019-08-15 | 2020-08-15 | Aug | Tech Systems | SGD | 200 | 161.41 | CEI PCBA |  | CEI | 2020-01-08 | 2020-015 | CEI |  |  | SGD | 200 | 161.41 | 2018 | 2018-533 | SGD | 200 | 165.79
C61 | Racal system ID#90245WP72 | Electronic Load | Hewlett Packard | 60502B | US37244144 | 12 | 2019-08-15 | 2020-08-15 | Aug | Tech Systems | SGD | 200 | 161.41 | CEI PCBA |  | CEI | 2020-01-08 | 2020-015 | CEI |  |  | SGD | 200 | 161.41 | 2018 | 2018-533 | SGD | 200 | 165.79
C62 | Racal system ID#90242WP72 | Electronic Load | Hewlett Packard | 60502A | 3011A-01246 | 12 | 2019-08-15 | 2020-08-15 | Aug | Tech Systems | SGD | 200 | 161.41 | CEI PCBA |  | CEI | 2020-01-08 | 2020-015 | CEI |  |  | SGD | 200 | 161.41 | 2018 | 2018-533 | SGD | 200 | 165.79
C63 | Racal system | Keithley Source Measurement Unit #2 | Keithley | 236 | 0786386 | 12 | 2019-08-22 | 2020-08-22 | Aug | Tektronix | SGD | 1395 | 1125.83 | CEI PCBA |  | CEI | 2020-01-08 | 2020-015 | CEI |  |  | SGD | 1395 | 1125.83 | 2018 | 2018-533 | SGD | 1370 | 1135.64
C64 | TE82900 Waters RF Gen | DMM | Fluke | 87V | 90780496 | 12 | 2018-09-21 | 2019-09-21 | Sep | Tech Systems |  |  |  | CEI PCBA (UK) | [10 empty] | NA | NA | SGD | 0 | 0
C65 | WAT3 Micromass ID#3460 | 4 CH 500MHz OSCILLOSCOPE | Tektronix | TDS3054B | B040740 | 12 | 2018-09-24 | 2019-09-24 | Sep | Tech Systems |  |  |  | CEI PCBA (UK) | [10 empty] | NA | NA | SGD | 0 | 0
C66 | WAT8 Quad Test (WA-4748/4809/4763/4764/4765 | 20 MHz Function / Arbitrary waveform generator | Agilent Technologies | 33220A | MY44034380 | 12 | 2018-09-24 | 2019-09-24 | Sep | Tech Systems |  |  |  | CEI PCBA (UK) | [10 empty] | NA | NA | SGD | 0 | 0
C67 | GTS2 82988-9 ID# 93181 | PXI PROGRAMMABLE RESISTOR MODULE | Geotest | GX 1164-01 | 11640241 | 24 | 2018-06-13 | 2020-06-30 | Jun | ESSCO |  |  |  | CEI PCBA (UK) | [10 empty] | NA | NA | SGD | 0 | 0
C68 | GTS1 91743 | PXI PROGRAMMABLE RESISTOR MODULE | Geotest | GX 1164-01 | 91743 [ 002061-BH-BA-00) | 24 | 2018-07-31 | 2020-07-31 | Jul | ESSCO |  |  |  | CEI PCBA (UK) | [10 empty] | NA | NA | SGD | 0 | 0
C69 | TE82934-2 (RF DC BOX Functional Tester) | Agilent Multimeter | Agilent Technologies | 34410A | MY47002770 | 12 | 2018-10-26 | 2019-10-26 | Oct | Tech Systems |  |  |  | CEI PCBA (UK) | [10 empty] | NA | NA | SGD | 0 | 0
C70 | TE82934-2 (RF DC BOX Functional Tester) | Data Acquisition switch Unit | Agilent Technologies | 34970A | MY44027658 | 12 | 2018-10-26 | 2019-10-26 | Oct | Tech Systems |  |  |  | CEI PCBA (UK) | [10 empty] | NA | NA | SGD | 0 | 0
F001 | 0196 | Digital Thermometer with Probe (K type) | Fluke | 51 II | 89280141 | 12 | 2019-07-30 | 2020-07-30 | Jul | TSIA | SGD | 81 | 59.34 | Flex |  | Flex |  |  | Flex | 2019-09-27 | 2019-447 | SGD | 81 | 59.34 | Q3 2018 | 2019-017 | SGD | 81 | 59.34
F002a | 0206 | Electronic Weigh Balance | AND | HR200 | 12305757 | 6 | 2019-02-28 | 2019-08-28 | Feb | Ming Deng | SGD | 80 | 59.29 | Flex |  | Flex |  |  | Flex | 2019-03-27 | 2019-178 | SGD | 80 | 59.29 | 1H 2018 | 2018-309 | SGD | 72 | 53.7
F002b | 0206 | Electronic Weigh Balance | AND | HR200 | 12305757 | 6 | 2019-07-31 | 2020-01-28 | Aug | Ming Deng | SGD | 72 | 52.75 | Flex |  | Flex |  |  | Flex | 2019-09-27 | 2019-447 | SGD | 72 | 52.75 | Q3 2018 | 2019-017 | SGD | 72 | 52.75
F003 | 0207 | Column Heater | Waters | WAT091727 | M03CHM015R | 12 | 2019-04-03 | 2020-04-03 | Apr | Flex Internal | USD | 33.34 | 33.34 | Flex |  | Flex |  |  | Flex | 2019-06-18 | 2019-268 | USD | 33.34 | 33.34 | 1H 2018 | 2018-309 | USD | 33.34 | 33.34
F004 | 0208 | Column Heater | Waters | WAT091727 | E01CHM203R | 12 | 2019-04-03 | 2020-04-03 | Apr | Flex Internal | USD | 33.34 | 33.34 | Flex |  | Flex |  |  | Flex | 2019-06-18 | 2019-268 | USD | 33.34 | 33.34 | 1H 2018 | 2018-309 | USD | 33.34 | 33.34
F005 | 0209 | Column Heater | Waters | WAT091727 | D01CHM128R | 12 | 2019-02-14 | 2020-02-14 | Feb | Flex Internal | USD | 33.34 | 33.34 | Flex |  | Flex |  |  | Flex | 2019-03-27 | 2019-178 | USD | 33.34 | 33.34 | 1H 2018 | 2018-309 | USD | 33.34 | 33.34
F006 | 0210 | Column Heater | Waters | WAT091727 | K03CHM938R | 12 | 2019-02-14 | 2020-02-14 | Feb | Flex Internal | USD | 33.34 | 33.34 | Flex |  | Flex |  |  | Flex | 2019-03-27 | 2019-178 | USD | 33.34 | 33.34 | 1H 2018 | 2018-309 | USD | 33.34 | 33.34
F007 | 0211 | Column Heater | Waters | WAT091727 | B03CHM551R | 12 | 2019-02-14 | 2020-02-14 | Feb | Flex Internal | USD | 33.34 | 33.34 | Flex |  | Flex |  |  | Flex | 2019-03-27 | 2019-178 | USD | 33.34 | 33.34 | 1H 2018 | 2018-309 | USD | 33.34 | 33.34
F008 | 0212 | Column Heater | Waters | WAT091727 | F00CHM528R | 12 | 2019-02-14 | 2020-02-14 | Feb | Flex Internal | USD | 33.34 | 33.34 | Flex |  | Flex |  |  | Flex | 2019-03-27 | 2019-178 | USD | 33.34 | 33.34 | 1H 2018 | 2018-309 | USD | 33.34 | 33.34
F009 | 0213 | Column Heater | Waters | WAT091727 | F00CHM531R | 12 | 2019-02-13 | 2020-02-13 | Feb | Flex Internal | USD | 33.34 | 33.34 | Flex |  | Flex |  |  | Flex | 2019-03-27 | 2019-178 | USD | 33.34 | 33.34 | 1H 2018 | 2018-309 | USD | 33.34 | 33.34
F010a | 0216 | Electronic Weigh Balance | AND | HR200 | 12200404 | 6 | 2019-02-28 | 2019-08-28 | Feb | Ming Deng | SGD | 80 | 59.29 | Flex |  | Flex |  |  | Flex | 2019-03-27 | 2019-178 | SGD | 80 | 59.29 | 1H 2018 | 2018-309 | SGD | 72 | 53.7
F010b | 0216 | Electronic Weigh Balance | AND | HR200 | 12200404 | 6 | 2019-07-31 | 2020-01-28 | Aug | Ming Deng | SGD | 72 | 52.75 | Flex |  | Flex |  |  | Flex | 2019-09-27 | 2019-447 | SGD | 72 | 52.75 | Q3 2018 | 2019-017 | SGD | 72 | 52.75
F011a | 0217 | Electronic Weigh Balance | AND | HR200 | 12303279 | 6 | 2019-02-28 | 2019-08-28 | Feb | Ming Deng | SGD | 80 | 59.29 | Flex |  | Flex |  |  | Flex | 2019-03-27 | 2019-178 | SGD | 80 | 59.29 | 1H 2018 | 2018-309 | SGD | 72 | 53.7
F011b | 0217 | Electronic Weigh Balance | AND | HR200 | 12303279 | 6 | 2019-07-31 | 2020-01-28 | Aug | Ming Deng | SGD | 72 | 52.75 | Flex |  | Flex |  |  | Flex | 2019-09-27 | 2019-447 | SGD | 72 | 52.75 | Q3 2018 | 2019-017 | SGD | 72 | 52.75
F012 | PM 03319 | Temperature Control Module | Waters | WAT091728 | J99TCM867R | 12 | 2019-04-02 | 2020-04-02 | Apr | Flex Internal | USD | 33.4 | 33.4 | Flex | EQID 0219 | Flex |  |  | Flex | 2019-07-10 | 2019-306 | USD | 33.4 | 33.4 | 1H 2018 | 2018-309 | USD | 33.4 | 33.4
F013 | PM 03324 | Temperature Control Module | Waters | WAT091728 | MX5MM4884M | 12 | 2019-04-02 | 2020-04-02 | Apr | Flex Internal | USD | 33.4 | 33.4 | Flex | EQID 0220 | Flex |  |  | Flex | 2019-07-10 | 2019-306 | USD | 33.4 | 33.4 | 1H 2018 | 2018-309 | USD | 33.4 | 33.4
F014a | 0221 | 1500 Series Pump Final Test Station | Waters | Pump | TE82705-2 | 6 | 2019-05-22 | 2019-11-22 | May | Flex Internal | USD | 141.94 | 141.94 | Flex |  | Flex |  |  | Flex | 2019-07-10 | 2019-306 | USD | 141.94 | 141.94 | 1H 2018 | 2018-309 | USD | 141.94 | 141.94
F014b | 0221 | 1500 Series Pump Final Test Station | Waters | Pump | TE82705-2 | 6 | 2019-11-26 | 2020-05-26 | Nov | Flex Internal | USD | 141.94 | 141.94 | Flex |  | Flex | 2020-01-08 | 2020-013 | Flex | 2020-01-08 | 2020-013 | USD | 141.94 | 141.94 | Nov 2018 | 2019-018 | USD | 141.94 | 141.94
F015a | 0222 | 515 Final Test Station | Waters | Pump | TE82534 | 6 | 2019-05-22 | 2019-11-22 | May | Flex Internal | USD | 141.94 | 141.94 | Flex |  | Flex |  |  | Flex | 2019-07-10 | 2019-306 | USD | 141.94 | 141.94 | 1H 2018 | 2018-309 | USD | 141.94 | 141.94
F015b | 0222 | 515 Final Test Station | Waters | Pump | TE82534 | 6 | 2019-11-26 | 2020-05-26 | Nov | Flex Internal | USD | 141.94 | 141.94 | Flex |  | Flex | 2020-01-08 | 2020-013 | Flex | 2020-01-08 | 2020-013 | USD | 141.94 | 141.94 | Nov 2018 | 2019-018 | USD | 141.94 | 141.94
F016a | 0223 | HPMV Tester | Waters | NA | TE82625-1 | 6 | 2019-01-17 | 2019-07-17 | Jan | Flex Internal | USD | 141.94 | 141.94 | Flex |  | Flex |  |  | Flex | 2019-03-26 | 2019-148 | USD | 141.94 | 141.94 | 1H 2018 | 2018-309 | USD | 141.94 | 141.94
F016b | 0223 | HPMV Tester | Waters | NA | TE82625-1 | 6 | 2019-07-16 | 2020-01-16 | Jul | Flex Internal | USD | 141.94 | 141.94 | Flex |  | Flex |  |  | Flex | 2019-08-27 | 2019-383 | USD | 141.94 | 141.94 | Q3 2018 | 2019-017 | USD | 141.94 | 141.94
F017a | 0224 | 2690 Pump Head Tester | Waters | NA | TE82519 | 6 | 2019-05-29 | 2019-11-29 | May | Flex Internal | USD | 141.94 | 141.94 | Flex |  | Flex |  |  | Flex | 2019-07-10 | 2019-306 | USD | 141.94 | 141.94 | 1H 2018 | 2018-309 | USD | 141.94 | 141.94
F017b | 0224 | 2690 Pump Head Tester | Waters | NA | TE82519 | 6 | 2019-11-27 | 2020-05-21 | Dec | Flex Internal | USD | 141.94 | 141.94 | Flex |  | Flex | 2020-01-08 | 2020-013 | Flex | 2020-01-08 | 2020-013 | USD | 141.94 | 141.94 | Dec 2018 | 2019-127 | USD | 141.94 | 141.94
F018a | 0225 | Injector Seal Pack Tester | Waters | TE82503-4 | TE82503-4 | 6 | 2019-01-17 | 2019-07-17 | Jan | Flex Internal | USD | 141.94 | 141.94 | Flex |  | Flex |  |  | Flex | 2019-03-26 | 2019-148 | USD | 141.94 | 141.94 | 1H 2018 | 2018-309 | USD | 141.94 | 141.94
F018b | 0225 | Injector Seal Pack Tester | Waters | TE82503-4 | TE82503-4 | 6 | 2019-07-16 | 2020-01-16 | Jul | Flex Internal | USD | 141.94 | 141.94 | Flex |  | Flex |  |  | Flex | 2019-08-27 | 2019-383 | USD | 141.94 | 141.94 | Q3 2018 | 2019-017 | USD | 141.94 | 141.94
F019a | 0226 | Electronic Weigh Balance | AND | HR200 | 12315717 | 6 | 2019-02-28 | 2019-08-28 | Feb | Ming Deng | SGD | 80 | 59.29 | Flex |  | Flex |  |  | Flex | 2019-03-27 | 2019-178 | SGD | 80 | 59.29 | 1H 2018 | 2018-309 | SGD | 72 | 53.7
F019b | 0226 | Electronic Weigh Balance | AND | HR200 | 12315717 | 6 | 2019-07-31 | 2020-01-28 | Aug | Ming Deng | SGD | 72 | 52.75 | Flex |  | Flex |  |  | Flex | 2019-09-27 | 2019-447 | SGD | 72 | 52.75 | Q3 2018 | 2019-017 | SGD | 72 | 52.75
F020 | PM 03323 | Temperature Control Module | Waters | WAT091728 | H01TCM643M | 12 | 2019-04-02 | 2020-04-02 | Apr | Flex Internal | USD | 33.4 | 33.4 | Flex | EQID 0228 | Flex |  |  | Flex | 2019-07-10 | 2019-306 | USD | 33.4 | 33.4 | 1H 2018 | 2018-309 | USD | 33.4 | 33.4
F021 | PM 03320 | Temperature Control Module | Waters | WAT091728 | G01TCM633M | 12 | 2019-04-02 | 2020-04-02 | Apr | Flex Internal | USD | 33.4 | 33.4 | Flex | EQID 0230 | Flex |  |  | Flex | 2019-07-10 | 2019-306 | USD | 33.4 | 33.4 | 1H 2018 | 2018-309 | USD | 33.4 | 33.4
F022 | PM 03321 | Temperature Control Module | Waters | WAT091728 | MX4MM6882M | 12 | 2019-04-02 | 2020-04-02 | Apr | Flex Internal | USD | 33.4 | 33.4 | Flex | EQID 0231 | Flex |  |  | Flex | 2019-07-10 | 2019-306 | USD | 33.4 | 33.4 | 1H 2018 | 2018-309 | USD | 33.4 | 33.4
F023 | PM 03322 | Temperature Control Module | Waters | WAT091728 | MX5DM2250R | 12 | 2019-04-02 | 2020-04-02 | Apr | Flex Internal | USD | 33.4 | 33.4 | Flex | EQID 0232 | Flex |  |  | Flex | 2019-07-10 | 2019-306 | USD | 33.4 | 33.4 | 1H 2018 | 2018-309 | USD | 33.4 | 33.4
F024 | 0233 | Column Heater | Waters | WAT038040 | H01CHM352M | 12 | 2019-02-13 | 2020-02-13 | Feb | Flex Internal | USD | 33.34 | 33.34 | Flex |  | Flex |  |  | Flex | 2019-03-27 | 2019-178 | USD | 33.34 | 33.34 | 1H 2018 | 2018-309 | USD | 33.34 | 33.34
F025 | 0234 | Column Heater | Waters | WAT038040 | M00CHM910M | 12 | 2019-02-13 | 2020-02-13 | Feb | Flex Internal | USD | 33.34 | 33.34 | Flex |  | Flex |  |  | Flex | 2019-03-27 | 2019-178 | USD | 33.34 | 33.34 | 1H 2018 | 2018-309 | USD | 33.34 | 33.34
F026 | 0235 | Column Heater | Waters | WAT038040 | H01CHM335M | 12 | 2019-02-13 | 2020-02-13 | Feb | Flex Internal | USD | 33.34 | 33.34 | Flex |  | Flex |  |  | Flex | 2019-03-27 | 2019-178 | USD | 33.34 | 33.34 | 1H 2018 | 2018-309 | USD | 33.34 | 33.34
F027 | 0236 | Column Heater | Waters | WAT038040 | MX6JM7863M | 12 | 2019-02-15 | 2020-02-15 | Feb | Flex Internal | USD | 33.34 | 33.34 | Flex |  | Flex |  |  | Flex | 2019-03-27 | 2019-178 | USD | 33.34 | 33.34 | 1H 2018 | 2018-309 | USD | 33.34 | 33.34
F028 | 0237 | Column Heater | Waters | WAT038040 | L97CHM711M | 12 | 2019-02-15 | 2020-02-15 | Feb | Flex Internal | USD | 33.34 | 33.34 | Flex |  | Flex |  |  | Flex | 2019-03-27 | 2019-178 | USD | 33.34 | 33.34 | 1H 2018 | 2018-309 | USD | 33.34 | 33.34
F029 | 0238 | Column Heater | Waters | WAT038040 | MX6KM9444M | 12 | 2019-04-02 | 2020-04-02 | Apr | Flex Internal | USD | 33.34 | 33.34 | Flex |  | Flex |  |  | Flex | 2019-06-18 | 2019-268 | USD | 33.34 | 33.34 | 1H 2018 | 2018-309 | USD | 33.34 | 33.34
F030 | 0239 | Column Heater | Waters | WAT038040 | MX5MM5993M | 12 | 2019-02-15 | 2020-02-15 | Feb | Flex Internal | USD | 33.34 | 33.34 | Flex |  | Flex |  |  | Flex | 2019-03-27 | 2019-178 | USD | 33.34 | 33.34 | 1H 2018 | 2018-309 | USD | 33.34 | 33.34
F031 | 0244 | Column Heater | Waters | WAT038040 | MX6JM7867M | 12 | 2019-02-15 | 2020-02-15 | Feb | Flex Internal | USD | 33.34 | 33.34 | Flex |  | Flex |  |  | Flex | 2019-03-27 | 2019-178 | USD | 33.34 | 33.34 | 1H 2018 | 2018-309 | USD | 33.34 | 33.34
F032 | 0245 | Digital Multimeter | Fluke | 110 | 85730619 | 12 | 2019-12-16 | 2020-12-16 | Dec | TSIA | SGD | 72 | 52.73 | Flex |  | Flex | 2020-01-17 | 2020-035 | Flex | 2019-03-26 | 2019-148 | SGD | 72 | 52.95 | 1H 2018 | 2018-309 | SGD | 72 | 53.7
F033 | 0246 | Digital Multimeter | Fluke | 179 | 90240092 | 12 | 2019-01-18 | 2020-01-18 | Jan | TSIA | SGD | 72 | 52.95 | Flex |  | Flex |  |  | Flex | 2019-03-26 | 2019-148 | SGD | 72 | 52.95 | 1H 2018 | 2018-309 | SGD | 72 | 53.7
F034 | *** 0249 | Electrical Safety Analyzer | Quadtech | Guardian 6000 | 5037655 | 12 | 2019-01-09 | 2020-01-09 | Jan | Micro Precision | SGD | 300 | 220.64 | Flex |  | Flex |  |  | Flex | 2019-03-26 | 2019-148 | SGD | 300 | 220.64 | 1H 2018 | 2018-309 | SGD | 300 | 223.76
F035 | 0256 | Pressure Calibrator | Ametek | APC10KGINDG | 9093205 | 12 | 2019-11-22 | 2020-11-21 | Nov | SIS | SGD | 320 | 234.3636 | Flex |  | Flex | 2020-01-17 | 2020-035 | Flex |  |  | SGD | 316 | 231.5 | Q3 2018 | 2019-017 | SGD | 316 | 231.5
F036a | 0259 | Injector Seal Pack Tester | Waters | TE82503-5 | TE82503-5 | 6 | 2019-03-01 | 2019-09-01 | Mar | Flex Internal | USD | 141.94 | 141.94 | Flex |  | Flex |  |  | Flex | 2019-05-08 | 2019-219 | USD | 141.94 | 141.94 | 1H 2018 | 2018-309 | USD | 141.94 | 141.94
F036b | 0259 | Injector Seal Pack Tester | Waters | TE82503-5 | TE82503-5 | 6 | 2019-08-30 | 2020-02-29 | Aug | Flex Internal | USD | 141.94 | 141.94 | Flex |  | Flex |  |  | Flex | 2019-09-27 | 2019-447 | USD | 141.94 | 141.94 | Q3 2018 | 2019-017 | USD | 141.94 | 141.94
F037a | 0278 | Electronic Weigh Balance | AND | HR200 | 12316922 | 6 | 2019-02-28 | 2019-08-28 | Feb | Ming Deng | SGD | 80 | 59.29 | Flex |  | Flex |  |  | Flex | 2019-03-27 | 2019-178 | SGD | 80 | 59.29 | 1H 2018 | 2018-309 | SGD | 72 | 53.7
F037b | 0278 | Electronic Weigh Balance | AND | HR200 | 12316922 | 6 | 2019-08-30 | 2020-02-29 | Aug | Ming Deng | SGD | 72 | 52.75 | Flex |  | Flex |  |  | Flex | 2019-09-27 | 2019-447 | SGD | 72 | 52.75 | Q3 2018 | 2019-017 | SGD | 72 | 52.75
F038 | 0279 | High Voltage Probe | Fluke | 80K-6 | 89200011 | 12 | 2019-09-24 | 2020-09-23 | Sep | SGS | SGD | 218 | 159.71 | Flex |  | Flex |  |  | Flex | 2019-11-04 | 2019-515 | SGD | 218 | 159.71 | Q3 2018 | 2019-017 | SGD | 218 | 159.71
F039 | 0280 | Clamp Meter | Kyoritsu | 2033 | 66386 | 12 | 2019-07-30 | 2020-07-30 | Jul | TSIA | SGD | 108 | 79.12 | Flex |  | Flex |  |  | Flex | 2019-09-27 | 2019-447 | SGD | 108 | 79.12 | Q3 2018 | 2019-017 | SGD | 108 | 79.12
F040 | EQID 0311 | Temperature Control Module | Waters | WAT091728 | E97TCM153R | 12 | 2019-04-02 | 2020-04-02 | Apr | Flex Internal | USD | 33.4 | 33.4 | Flex |  | Flex |  |  | Flex | 2019-07-10 | 2019-306 | USD | 33.4 | 33.4 | 1H 2018 | 2018-309 | USD | 33.4 | 33.4
F041 | *** 0360 | Electrical Safety Analyzer | Quadtech | Guardian 6000 | 6069766 | 12 | 2018-12-04 | 2019-12-04 | Dec | Micro Precision | SGD | 300 | 217.74 | Flex |  | Flex |  |  | Flex |  |  | SGD | 300 | 217.74 | Nov 2018 | 2019-018 | SGD | 300 | 217.74
F042 | 0430 | Picoammeter | Keithley | 485 | 310788 | 12 | 2019-03-11 | 2020-03-11 | Mar | Keysight | SGD | 283 | 209.74 | Flex |  | Flex |  |  | Flex | 2019-05-08 | 2019-219 | SGD | 283 | 209.74 | 1H 2018 | 2018-309 | SGD | 270 | 201.39
F044 | *** 0432 | Electrical Safety Analyzer | Quadtech | Guardian 6000 Plus | 8280865 | 12 | 2019-10-03 | 2020-10-03 | Oct | Micro Precision | SGD | 300 | 217.06 | Flex |  | Flex |  |  | Flex | 2019-12-16 | 2019-558 | SGD | 300 | 217.06 | Q3 2018 | 2019-017 | SGD | 300 | 219.78
F045 | 0458 | Auto Pressure (Flowcell Tester) | Waters | NA | TE-82475-2 | 12 | 2019-04-11 | 2020-04-11 | Apr | Flex Internal | USD | 141.94 | 141.94 | Flex |  | Flex |  |  | Flex | 2019-06-18 | 2019-268 | USD | 141.94 | 141.94 | 1H 2018 | 2018-309 | USD | 141.94 | 141.94
F046 | 0481 | Liquilaz | Particle Measuring Systems | E20P | 51053 | 12 | 2019-08-21 | 2019-08-21 | Aug | Particle Measuring Systems | SGD | 1848 | 1353.85 | Flex |  | Flex |  |  | Flex | 2019-09-27 | 2019-447 | SGD | 1848 | 1353.85 | Q3 2018 | 2019-017 | SGD | 1848 | 1353.85
F047a | 0497 | Electronic Weigh Balance | AND | HR200 | 12326186 | 6 | 2019-09-05 | 2020-09-04 | Sep | Ming Deng | SGD | 72 | 52.95 | Flex |  | Flex |  |  | Flex | 2019-11-04 | 2019-515 | SGD | 72 | 52.95 | 1H 2018 | 2018-309 | SGD | 72 | 53.7
F047b | 0497 | Electronic Weigh Balance | AND | HR200 | 12326186 | 6 |  |  |  | Ming Deng | SGD | 72 | 52.75 | Flex | Equipment removed | Flex |  |  | Flex |  |  | SGD | 72 | 52.75 | Q3 2018 | 2019-017 | SGD | 72 | 52.75
F048a | 0498 | Electronic Weigh Balance | AND | HR200 | 12326300 | 6 | 2019-02-06 | 2019-08-06 | Feb | Ming Deng | SGD | 72 | 53.36 | Flex |  | Flex |  |  | Flex | 2019-03-27 | 2019-178 | SGD | 72 | 53.36 | 1H 2018 | 2018-309 | SGD | 72 | 53.7
F048b | 0498 | Electronic Weigh Balance | AND | HR200 | 12326300 | 6 | 2018-08-06 | 2019-02-06 | Aug | Ming Deng | SGD | 72 | 52.75 | Flex |  | Flex |  |  | Flex |  |  | SGD | 72 | 52.75 | Q3 2018 | 2019-017 | SGD | 72 | 52.75
F049a | 0499 | Electronic Weigh Balance | AND | HR200 | 12324733 | 6 | 2019-12-16 | 2020-06-16 | Dec | Ming Deng | SGD | 80 | 58.5909 | Flex |  | Flex | 2020-01-17 | 2020-035 | Flex | 2019-03-26 | 2019-148 | SGD | 72 | 52.95 | 1H 2018 | 2018-309 | SGD | 72 | 53.7
F049b | 0499 | Electronic Weigh Balance | AND | HR200 | 12324733 | 6 | 2019-06-24 | 2019-11-24 | Jun | Ming Deng | SGD | 72 | 52.75 | Flex |  | Flex |  |  | Flex | 2019-07-22 | 2019-323 | SGD | 72 | 52.75 | Q3 2018 | 2019-017 | SGD | 72 | 52.75
F050a | 0500 | Electronic Weigh Balance | AND | HR200 | 12326184 | 6 | 2019-05-02 | 2019-11-02 | May | Ming Deng | SGD | 80 | 58.87 | Flex |  | Flex |  |  | Flex | 2019-07-10 | 2019-306 | SGD | 80 | 58.87 | 1H 2018 | 2018-309 | SGD | 72 | 53.7
F050b | 0500 | Electronic Weigh Balance | AND | HR200 | 12326184 | 6 | 2019-10-23 | 2020-04-23 | Oct | Ming Deng | SGD | 80 | 57.88 | Flex |  | Flex |  |  | Flex | 2019-12-16 | 2019-558 | SGD | 80 | 57.88 | Dec 2018 | 2019-127 | SGD | 72 | 52.26
F051a | 0501 | Electronic Weigh Balance | AND | HR200 | 12326187 | 6 | 2019-12-16 | 2020-06-16 | Dec | Ming Deng | SGD | 80 | 58.5909 | Flex |  | Flex | 2020-01-17 | 2020-035 | Flex | 2019-03-26 | 2019-148 | SGD | 72 | 52.95 | 1H 2018 | 2018-309 | SGD | 72 | 53.7
F051b | 0501 | Electronic Weigh Balance | AND | HR200 | 12326187 | 6 | 2019-06-24 | 2019-11-14 | Jun | Ming Deng | SGD | 72 | 52.75 | Flex |  | Flex |  |  | Flex | 2019-07-22 | 2019-323 | SGD | 72 | 52.75 | Q3 2018 | 2019-017 | SGD | 72 | 52.75
F052a | 0502 | Electronic Weigh Balance | AND | HR200 | 12326180 | 6 | 2019-12-16 | 2020-06-16 | Dec | Ming Deng | SGD | 80 | 58.5909 | Flex |  | Flex | 2020-01-17 | 2020-035 | Flex | 2019-03-26 | 2019-148 | SGD | 72 | 52.95 | 1H 2018 | 2018-309 | SGD | 72 | 53.7
F052b | 0502 | Electronic Weigh Balance | AND | HR200 | 12326180 | 6 | 2019-06-24 | 2019-11-24 | Jun | Ming Deng | SGD | 72 | 52.75 | Flex |  | Flex |  |  | Flex | 2019-07-22 | 2019-323 | SGD | 72 | 52.75 | Q3 2018 | 2019-017 | SGD | 72 | 52.75
F053a | 0503 | Electronic Weigh Balance | AND | HR200 | 12326190 | 6 | 2019-12-16 | 2020-06-16 | Dec | Ming Deng | SGD | 80 | 58.5909 | Flex |  | Flex | 2020-01-17 | 2020-035 | Flex | 2019-03-26 | 2019-148 | SGD | 72 | 52.95 | 1H 2018 | 2018-309 | SGD | 72 | 53.7
F053b | 0503 | Electronic Weigh Balance | AND | HR200 | 12326190 | 6 | 2019-06-24 | 2019-11-24 | Jun | Ming Deng | SGD | 72 | 52.75 | Flex |  | Flex |  |  | Flex | 2019-07-22 | 2019-323 | SGD | 72 | 52.75 | Q3 2018 | 2019-017 | SGD | 72 | 52.75
F054a | 0504 | Electronic Weigh Balance | AND | HR200 | 12326279 | 6 | 2019-12-16 | 2020-06-16 | Dec | Ming Deng | SGD | 80 | 58.5909 | Flex |  | Flex | 2020-01-17 | 2020-035 | Flex | 2019-03-27 | 2019-178 | SGD | 72 | 52.95 | 1H 2018 | 2018-309 | SGD | 72 | 53.7
F054b | 0504 | Electronic Weigh Balance | AND | HR200 | 12326279 | 6 | 2019-06-24 | 2019-11-24 | Jun | Ming Deng | SGD | 72 | 52.75 | Flex |  | Flex |  |  | Flex | 2019-07-22 | 2019-323 | SGD | 72 | 52.75 | Q3 2018 | 2019-017 | SGD | 72 | 52.75
F055a | 0592 | Torque Wrench | Snap-on | QD2R1000 | 1009032663 | 6 | 2019-02-22 | 2019-08-22 | Feb | Ming Deng | SGD | 80 | 59.29 | Flex |  | Flex |  |  | Flex | 2019-03-27 | 2019-178 | SGD | 80 | 59.29 | 1H 2018 | 2018-309 | SGD | 64 | 47.74
F055b | 0592 | Torque Wrench | Snap-on | QD2R1000 | 1009032663 | 6 | 2019-09-03 | 2020-03-03 | Sep | Ming Deng | SGD | 64 | 46.89 | Flex |  | Flex |  |  | Flex | 2019-09-27 | 2019-447 | SGD | 64 | 46.89 | Q3 2018 | 2019-017 | SGD | 64 | 46.89
F056a | 0594 | Dial Depth Gauge | Mitutoyo | 2904S / 7217S | LQY537 / 000943 | 6 | 2019-02-28 | 2019-08-28 | Feb | Ming Deng | SGD | 32 | 23.72 | Flex |  | Flex |  |  | Flex | 2019-03-27 | 2019-178 | SGD | 32 | 23.72 | 1H 2018 | 2018-309 | SGD | 32 | 23.87
F056b | 0594 | Dial Depth Gauge | Mitutoyo | 2904S / 7217S | LQY537 / 000943 | 6 | 2019-08-27 | 2020-02-27 | Aug | Ming Deng | SGD | 32 | 23.44 | Flex |  | Flex |  |  | Flex | 2019-09-27 | 2019-447 | SGD | 32 | 23.44 | Q3 2018 | 2019-017 | SGD | 32 | 23.44
F057a | 0595 | Dial Indicator | Mitutoyo | 2514S | JDY576 | 6 | 2019-02-21 | 2019-08-21 | Feb | Ming Deng | SGD | 27 | 20.01 | Flex |  | Flex |  |  | Flex | 2019-03-27 | 2019-178 | SGD | 27 | 20.01 | 1H 2018 | 2018-309 | SGD | 24 | 17.9
F057b | 0595 | Dial Indicator | Mitutoyo | 2514S | JDY576 | 6 | 2019-08-27 | 2020-02-27 | Aug | Ming Deng | SGD | 32 | 23.44 | Flex |  | Flex |  |  | Flex | 2019-09-27 | 2019-447 | SGD | 32 | 23.44 | Q3 2018 | 2019-017 | SGD | 32 | 23.44
F058 | 0597 | Mass Flow Meter | Aalborg | GFM17 | 170609-1 | 12 | 2019-07-15 | 2020-07-15 | Jul | Caltek | SGD | 390 | 288.21 | Flex |  | Flex |  |  | Flex | 2019-08-27 | 2019-383 | SGD | 390 | 288.21 | Q3 2018 | 2019-017 | SGD | 390 | 285.71
F059 | PM 03484 | BSM/QSM Tester | Waters | TE-82943 | TE-82943-18 | 12 | 2019-06-14 | 2020-06-14 | Jun | Flex Internal | USD | 15.79 | 15.79 | Flex | EQID 0631 | Flex |  |  | Flex | 2019-07-22 | 2019-323 | USD | 15.79 | 15.79 | 1H 2018 | 2018-309 | USD | 15.79 | 15.79
F060 | PM 03484 | BSM/QSM Tester | Waters | TE-82943 | TE-82943-17 | 12 | 2019-06-14 | 2020-06-14 | Jun | Flex Internal | USD | 15.79 | 15.79 | Flex | EQID 0632 | Flex |  |  | Flex | 2019-07-22 | 2019-323 | USD | 15.79 | 15.79 | 1H 2018 | 2018-309 | USD | 15.79 | 15.79
F061 | PM 03482 | BSM/QSM Tester | Waters | TE-82943 | TE-82943-16 | 12 | 2019-06-14 | 2020-06-14 | Jun | Flex Internal | USD | 15.79 | 15.79 | Flex | EQID 0633 | Flex |  |  | Flex | 2019-07-22 | 2019-323 | USD | 15.79 | 15.79 | 1H 2018 | 2018-309 | USD | 15.79 | 15.79
F062 | PM 03481 | BSM/QSM Tester | Waters | TE-82943 | TE-82943-15 | 12 | 2019-06-14 | 2020-06-14 | Jun | Flex Internal | USD | 15.79 | 15.79 | Flex | EQID 0634 | Flex |  |  | Flex | 2019-07-22 | 2019-323 | USD | 15.79 | 15.79 | 1H 2018 | 2018-309 | USD | 15.79 | 15.79
F063 | PM 03480 | BSM/QSM Tester | Waters | TE-82943 | TE-82943-14 | 12 | 2019-06-14 | 2020-06-14 | Jun | Flex Internal | USD | 15.79 | 15.79 | Flex | EQID 0635 | Flex |  |  | Flex | 2019-07-22 | 2019-323 | USD | 15.79 | 15.79 | 1H 2018 | 2018-309 | USD | 15.79 | 15.79
F064 | PM 03479 | BSM/QSM Tester | Waters | TE-82943 | TE-82943-13 | 12 | 2019-06-14 | 2020-06-14 | Jun | Flex Internal | USD | 15.79 | 15.79 | Flex | EQID 0636 | Flex |  |  | Flex | 2019-07-22 | 2019-323 | USD | 15.79 | 15.79 | 1H 2018 | 2018-309 | USD | 15.79 | 15.79
F065 | PM 03478 | BSM/QSM Tester | Waters | TE-82943 | TE-82943-12 | 12 | 2019-06-14 | 2020-06-14 | Jun | Flex Internal | USD | 15.79 | 15.79 | Flex | EQID 0637 | Flex |  |  | Flex | 2019-07-22 | 2019-323 | USD | 15.79 | 15.79 | 1H 2018 | 2018-309 | USD | 15.79 | 15.79
F066 | PM 03477 | BSM/QSM Tester | Waters | TE-82943 | TE-82943-11 | 12 | 2019-06-14 | 2020-06-14 | Jun | Flex Internal | USD | 15.79 | 15.79 | Flex | EQID 0638 | Flex |  |  | Flex | 2019-07-22 | 2019-323 | USD | 15.79 | 15.79 | 1H 2018 | 2018-309 | USD | 15.79 | 15.79
F067 | PM 03372 | Dual Wavelength Detector | Waters | TUV Detector | M09UPT364A | 12 | 2019-04-17 | 2020-04-17 | Apr | Flex Internal | USD | 105.29 | 105.29 | Flex | EQID 0670 | Flex |  |  | Flex | 2019-07-10 | 2019-306 | USD | 105.29 | 105.29 | 1H 2018 | 2018-309 | USD | 105.29 | 105.29
F068 | PM 03373 | Dual Wavelength Detector | Waters | TUV Detector | M09UPT361A | 12 | 2019-04-17 | 2020-04-17 | Apr | Flex Internal | USD | 105.29 | 105.29 | Flex | EQID 0671 | Flex |  |  | Flex | 2019-07-10 | 2019-306 | USD | 105.29 | 105.29 | 1H 2018 | 2018-309 | USD | 105.29 | 105.29
F069 | PM 03374 | Dual Wavelength Detector | Waters | TUV Detector | K09UPT215A | 12 | 2019-04-17 | 2020-04-17 | Apr | Flex Internal | USD | 105.29 | 105.29 | Flex | EQID 0672 | Flex |  |  | Flex | 2019-07-10 | 2019-306 | USD | 105.29 | 105.29 | 1H 2018 | 2018-309 | USD | 105.29 | 105.29
F070 | PM 03375 | Dual Wavelength Detector | Waters | TUV Detector | M09UPT362A | 12 | 2019-04-17 | 2020-04-17 | Apr | Flex Internal | USD | 105.29 | 105.29 | Flex | EQID 0673 | Flex |  |  | Flex | 2019-07-10 | 2019-306 | USD | 105.29 | 105.29 | 1H 2018 | 2018-309 | USD | 105.29 | 105.29
F071 | PM 03376 | Dual Wavelength Detector | Waters | TUV Detector | M09UPT363A | 12 | 2019-04-18 | 2020-04-18 | Apr | Flex Internal | USD | 105.29 | 105.29 | Flex | EQID 0674 | Flex |  |  | Flex | 2019-07-10 | 2019-306 | USD | 105.29 | 105.29 | 1H 2018 | 2018-309 | USD | 105.29 | 105.29
F072 | PM 03377 | Dual Wavelength Detector | Waters | TUV Detector | M09UPT360A | 12 | 2019-04-18 | 2020-04-18 | Apr | Flex Internal | USD | 105.29 | 105.29 | Flex | EQID 0675 | Flex |  |  | Flex | 2019-07-10 | 2019-306 | USD | 105.29 | 105.29 | 1H 2018 | 2018-309 | USD | 105.29 | 105.29
F073 | PM 03378 | Dual Wavelength Detector | Waters | TUV Detector | M09UPT359A | 12 | 2019-04-18 | 2020-04-18 | Apr | Flex Internal | USD | 105.29 | 105.29 | Flex | EQID 0676 | Flex |  |  | Flex | 2019-07-10 | 2019-306 | USD | 105.29 | 105.29 | 1H 2018 | 2018-309 | USD | 105.29 | 105.29
F074 | PM 03371 | Dual Wavelength Detector | Waters | TUV Detector | M09UPT366A | 12 | 2019-04-18 | 2020-04-18 | Apr | Flex Internal | USD | 105.29 | 105.29 | Flex | EQID 0677 | Flex |  |  | Flex | 2019-07-10 | 2019-306 | USD | 105.29 | 105.29 | 1H 2018 | 2018-309 | USD | 105.29 | 105.29
F075a | 0877 | Torque Wrench | Snap-on | QD1R200 | 408302147 | 6 | 2019-02-21 | 2019-08-21 | Feb | Ming Deng | SGD | 80 | 59.29 | Flex |  | Flex |  |  | Flex | 2019-03-27 | 2019-178 | SGD | 80 | 59.29 | 1H 2018 | 2018-309 | SGD | 64 | 47.74
F075b | 0877 | Torque Wrench | Snap-on | QD1R200 | 408302147 | 6 | 2019-09-03 | 2020-03-03 | Sep | Ming Deng | SGD | 64 | 46.89 | Flex |  | Flex |  |  | Flex | 2019-09-27 | 2019-447 | SGD | 64 | 46.89 | Q3 2018 | 2019-017 | SGD | 64 | 46.89
F076 | 1109 | Dual Wavelength Detector | Waters | TUV Detector | K05UPT479M | 12 | 2019-02-05 | 2020-02-05 | Feb | Flex Internal | USD | 105.29 | 105.29 | Flex |  | Flex |  |  | Flex | 2019-03-27 | 2019-178 | USD | 105.29 | 105.29 | 1H 2018 | 2018-309 | USD | 105.29 | 105.29
F077 | 1394 | 2489 UV / Visible Detector | Waters | 186248900 | H1387E726A | 12 | 2019-06-12 | 2020-06-12 | Jun | Flex Internal | USD | 105.29 | 105.29 | Flex |  | Flex |  |  | Flex | 2019-07-22 | 2019-323 | USD | 105.29 | 105.29 | 1H 2018 | 2018-309 | USD | 105.29 | 105.29
F078 | 1395 | 2489 UV / Visible Detector | Waters | 186248900 | H1387E727A | 12 | 2019-07-10 | 2020-07-10 | Jul | Flex Internal | USD | 105.29 | 105.29 | Flex |  | Flex |  |  | Flex | 2019-08-27 | 2019-383 | USD | 105.29 | 105.29 | Q3 2018 | 2019-017 | USD | 105.29 | 105.29
F079 | 1396 | 2489 UV / Visible Detector | Waters | 186248900 | H1387E728A | 12 | 2019-06-28 | 2020-06-28 | Jun | Flex Internal | USD | 105.29 | 105.29 | Flex |  | Flex |  |  | Flex | 2019-07-22 | 2019-323 | USD | 105.29 | 105.29 | 1H 2018 | 2018-309 | USD | 105.29 | 105.29
F080 | 1397 | 2489 UV / Visible Detector | Waters | 186248900 | H1387E729A | 12 | 2019-07-19 | 2020-07-19 | Jul | Flex Internal | USD | 105.29 | 105.29 | Flex |  | Flex |  |  | Flex | 2019-08-27 | 2019-383 | USD | 105.29 | 105.29 | Q3 2018 | 2019-017 | USD | 105.29 | 105.29
F081 | 1398 | 2489 UV / Visible Detector | Waters | 186248900 | H1387E730A | 12 | 2019-07-11 | 2020-07-11 | Jul | Flex Internal | USD | 105.29 | 105.29 | Flex |  | Flex |  |  | Flex | 2019-08-27 | 2019-383 | USD | 105.29 | 105.29 | Q3 2018 | 2019-017 | USD | 105.29 | 105.29
F082 | 1399 | 2489 UV / Visible Detector | Waters | 186248900 | H1387E731A | 12 | 2019-06-03 | 2020-06-03 | Jun | Flex Internal | USD | 105.29 | 105.29 | Flex |  | Flex |  |  | Flex | 2019-07-22 | 2019-323 | USD | 105.29 | 105.29 | 1H 2018 | 2018-309 | USD | 105.29 | 105.29
F083 | 1400 | 2489 UV / Visible Detector | Waters | 186248900 | H1387E732A | 12 | 2019-06-11 | 2020-06-11 | Jun | Flex Internal | USD | 105.29 | 105.29 | Flex |  | Flex |  |  | Flex | 2019-07-22 | 2019-323 | USD | 105.29 | 105.29 | 1H 2018 | 2018-309 | USD | 105.29 | 105.29
F084 | 1401 | 2489 UV / Visible Detector | Waters | 186248900 | H1387E733A | 12 | 2019-06-13 | 2020-06-13 | Jun | Flex Internal | USD | 105.29 | 105.29 | Flex |  | Flex |  |  | Flex | 2019-07-22 | 2019-323 | USD | 105.29 | 105.29 | 1H 2018 | 2018-309 | USD | 105.29 | 105.29
F085 | 1402 | 2489 UV / Visible Detector | Waters | 186248900 | H1387E734A | 12 | 2019-07-19 | 2020-07-19 | Jul | Flex Internal | USD | 105.29 | 105.29 | Flex |  | Flex |  |  | Flex | 2019-08-27 | 2019-383 | USD | 105.29 | 105.29 | Q3 2018 | 2019-017 | USD | 105.29 | 105.29
F086 | 1403 | 2489 UV / Visible Detector | Waters | 186248900 | H1387E735A | 12 | 2019-07-10 | 2020-07-10 | Jul | Flex Internal | USD | 105.29 | 105.29 | Flex |  | Flex |  |  | Flex | 2019-08-27 | 2019-383 | USD | 105.29 | 105.29 | Q3 2018 | 2019-017 | USD | 105.29 | 105.29
F087 | 1404 | 2489 UV / Visible Detector | Waters | 186248900 | H1387E736A | 12 | 2019-06-21 | 2020-06-21 | Jun | Flex Internal | USD | 105.29 | 105.29 | Flex |  | Flex |  |  | Flex | 2019-07-22 | 2019-323 | USD | 105.29 | 105.29 | 1H 2018 | 2018-309 | USD | 105.29 | 105.29
F088 | 1405 | 2489 UV / Visible Detector | Waters | 186248900 | H1387E737A | 12 | 2019-07-11 | 2020-07-11 | Jul | Flex Internal | USD | 105.29 | 105.29 | Flex |  | Flex |  |  | Flex | 2019-08-27 | 2019-383 | USD | 105.29 | 105.29 | Q3 2018 | 2019-017 | USD | 105.29 | 105.29
F089 | 1428 | 2489 UV / Visible Detector | Waters | 186248900 | H1387E710A | 12 | 2019-07-11 | 2020-07-11 | Jul | Flex Internal | USD | 105.29 | 105.29 | Flex |  | Flex |  |  | Flex | 2019-08-27 | 2019-383 | USD | 105.29 | 105.29 | Q3 2018 | 2019-017 | USD | 105.29 | 105.29
F090 | 1429 | 2489 UV / Visible Detector | Waters | 186248900 | D1387E759A | 12 | 2019-04-10 | 2020-04-10 | Apr | Flex Internal | USD | 105.29 | 105.29 | Flex |  | Flex |  |  | Flex | 2019-06-18 | 2019-268 | USD | 105.29 | 105.29 | 1H 2018 | 2018-309 | USD | 105.29 | 105.29
F091 | 1430 | 2489 UV / Visible Detector | Waters | 186248900 | D1387E763A | 12 | 2019-04-11 | 2020-04-11 | Apr | Flex Internal | USD | 105.29 | 105.29 | Flex |  | Flex |  |  | Flex | 2019-06-18 | 2019-268 | USD | 105.29 | 105.29 | 1H 2018 | 2018-309 | USD | 105.29 | 105.29
F092 | 1431 | 2489 UV / Visible Detector | Waters | 186248900 | D1387E765A | 12 | 2019-04-12 | 2020-04-12 | Apr | Flex Internal | USD | 105.29 | 105.29 | Flex |  | Flex |  |  | Flex | 2019-06-18 | 2019-268 | USD | 105.29 | 105.29 | 1H 2018 | 2018-309 | USD | 105.29 | 105.29
F093 | 1432 | 2489 UV / Visible Detector | Waters | 186248900 | D1387E766A | 12 | 2019-04-06 | 2020-04-06 | Apr | Flex Internal | USD | 105.29 | 105.29 | Flex |  | Flex |  |  | Flex | 2019-06-18 | 2019-268 | USD | 105.29 | 105.29 | 1H 2018 | 2018-309 | USD | 105.29 | 105.29
F094 | 1433 | 2489 UV / Visible Detector | Waters | 186248900 | C1387E135M | 12 | 2019-04-12 | 2020-04-12 | Apr | Flex Internal | USD | 105.29 | 105.29 | Flex |  | Flex |  |  | Flex | 2019-06-18 | 2019-268 | USD | 105.29 | 105.29 | 1H 2018 | 2018-309 | USD | 105.29 | 105.29
F095 | *** 1492 | Electrical Safety Analyzer | Chroma | 19032 | 19032G000182 | 12 | 2019-10-26 | 2020-10-26 | Oct | Micro Precision | SGD | 300 | 217.06 | Flex |  | Flex |  |  | Flex | 2019-12-16 | 2019-558 | SGD | 300 | 217.06 | Nov 2018 | 2019-018 | SGD | 300 | 217.74
F096 | 1515 | 2489 UV / Visible Detector | Waters | 186248900 | B1587E607A | 12 | 2019-12-26 | 2020-12-26 | Dec | Flex Internal | USD | 105.29 | 105.29 | Flex |  | Flex | 2020-01-17 | 2020-035 | Flex | 2019-03-27 | 2019-178 | USD | 33.34 | 33.34 | 1H 2018 | 2018-309 | USD | 105.29 | 105.29
F097 | 1516 | 2489 UV / Visible Detector | Waters | 186248900 | B1587E608A | 12 | 2019-12-27 | 2020-12-27 | Dec | Flex Internal | USD | 105.29 | 105.29 | Flex |  | Flex | 2020-01-17 | 2020-035 | Flex | 2019-03-27 | 2019-178 | USD | 33.34 | 33.34 | 1H 2018 | 2018-309 | USD | 105.29 | 105.29
F098 | 1519 | 2489 UV / Visible Detector | Waters | 186248900 | B1587E609A | 12 | 2019-12-27 | 2020-12-27 | Dec | Flex Internal | USD | 105.29 | 105.29 | Flex |  | Flex | 2020-01-17 | 2020-035 | Flex | 2019-03-27 | 2019-178 | USD | 33.34 | 33.34 | 1H 2018 | 2018-309 | USD | 105.29 | 105.29
F099 | 1520 | 2489 UV / Visible Detector | Waters | 186248900 | B1587E610A | 12 | 2020-12-26 | 2020-12-26 | Dec | Flex Internal | USD | 105.29 | 105.29 | Flex |  | Flex | 2020-01-17 | 2020-035 | Flex | 2019-03-27 | 2019-178 | USD | 33.34 | 33.34 | 1H 2018 | 2018-309 | USD | 105.29 | 105.29
F100 | 1577 | Macbeth Lighting | X-Rite | Judge II | C61093261217 | 12 | 2019-09-04 | 2020-09-03 | Sep | X-Rite | SGD | 1100 | 805.86 | Flex |  | Flex |  |  | Flex | 2019-11-04 | 2019-515 | SGD | 1100 | 805.86 | Q3 2018 | 2019-017 | SGD | 1100 | 805.86
F101 | 1781 | Column Heater | Waters | WAT091727 | C13CHM795R | 12 | 2019-07-17 | 2020-07-17 | Jul | Flex Internal | USD | 33.34 | 33.34 | Flex |  | Flex |  |  | Flex | 2019-08-27 | 2019-383 | USD | 33.34 | 33.34 | Q3 2018 | 2019-017 | USD | 33.34 | 33.34
F102 | 1782 | Column Heater | Waters | WAT091727 | D12CHM299R | 12 | 2019-07-17 | 2020-07-17 | Jul | Flex Internal | USD | 33.34 | 33.34 | Flex |  | Flex |  |  | Flex | 2019-08-27 | 2019-383 | USD | 33.34 | 33.34 | Q3 2018 | 2019-017 | Flex | 33.34 | 33.34
F103 | 1783 | Column Heater | Waters | WAT091727 | K14CHM398R | 12 | 2019-07-18 | 2020-07-18 | Jul | Flex Internal | USD | 33.34 | 33.34 | Flex |  | Flex |  |  | Flex | 2019-08-27 | 2019-383 | USD | 33.34 | 33.34 | Q3 2018 | 2019-017 | USD | 33.34 | 33.34
F104 | 1784 | Column Heater | Waters | WAT091727 | L14CHM438R | 12 | 2019-07-19 | 2020-07-19 | Jul | Flex Internal | USD | 33.34 | 33.34 | Flex |  | Flex |  |  | Flex | 2019-08-27 | 2019-383 | USD | 33.34 | 33.34 | Q3 2018 | 2019-017 | USD | 33.34 | 33.34
F105 | 1787 | Column Heater | Waters | WAT091727 | D15CHM641R | 12 | 2019-07-19 | 2020-07-19 | Jul | Flex Internal | USD | 33.34 | 33.34 | Flex |  | Flex |  |  | Flex | 2019-08-27 | 2019-383 | USD | 33.34 | 33.34 | Q3 2018 | 2019-017 | USD | 33.34 | 33.34
F106a | 2035 | Electronic Weigh Balance | AND | HR200 | 12336741 | 6 | 2019-05-02 | 2019-11-02 | May | Ming Deng | SGD | 80 | 58.87 | Flex |  | Flex |  |  | Flex | 2019-07-10 | 2019-306 | SGD | 80 | 58.87 | 1H 2018 | 2018-309 | SGD | 72 | 53.7
F106b | 2035 | Electronic Weigh Balance | AND | HR200 | 12336741 | 6 | 2019-10-23 | 2020-04-23 | Oct | Ming Deng | SGD | 80 | 57.88 | Flex |  | Flex |  |  | Flex | 2019-12-16 | 2019-558 | SGD | 80 | 57.88 | ? | ? | SGD | 72 | 52.75
F107 | *** 2094 | Load Box | Chroma | S14-03 | 14354695 | 12 | 2019-12-12 | 2020-12-12 | Dec | TSIA | SGD | 216 | 158.1954 | Flex |  | Flex | 2020-01-17 | 2020-035 | Flex | 2019-12-03 |  | SGD | 120 | 89.51 | 1H 2018 | 2018-309 | SGD | 120 | 89.51
F108 | *** 2095 | Load Box | Chroma | S14-03 | 14354681 | 12 | 2019-04-18 | 2020-04-18 | Apr | BestLabs | SGD | 216 | 159.35 | Flex |  | Flex |  |  | Flex | 2019-06-18 | 2019-268 | SGD | 216 | 159.35 | 1H 2018 | 2018-309 | SGD | 120 | 89.51
F109 | *** 2096 | Load Box | Chroma | S14-03 | 14354691 | 12 | 2019-04-26 | 2020-04-26 | Apr | BestLabs | SGD | 216 | 159.35 | Flex |  | Flex |  |  | Flex | 2019-06-18 | 2019-268 | SGD | 216 | 159.35 | 1H 2018 | 2018-309 | SGD | 120 | 89.51
F110 | *** 2097 | Load Box | Chroma | S14-03 | 7322788 | 12 | 2019-04-25 | 2020-04-25 | Apr | BestLabs | SGD | 216 | 159.35 | Flex |  | Flex |  |  | Flex | 2019-06-18 | 2019-268 | SGD | 216 | 159.35 | 1H 2018 | 2018-309 | SGD | 120 | 89.51
F111 | 2217 | Benchtop Measuring Machine | Quality Vision International | StarLite 150 | RSL1002609 | 12 | 2019-04-23 | 2020-04-22 | Apr | Optical Gaging | SGD | 1712 | 1303.48 | Flex |  | Optical Gaging |  |  | Optical Gaging | 2019-02-20 | 2019-083 | SGD | 1712 | 1303.48 | NA | 2018-146 | SGD | 1712 | 1303.48
F112 | PM 03326 | Temperature Control Module 2 | Waters | 186002441 | A18TC2481G | 12 | 2019-04-02 | 2020-04-02 | Apr | Flex Internal | USD | 33.4 | 33.4 | Flex | EQID 2346 | Flex |  |  | Flex | 2019-07-10 | 2019-306 | USD | 33.4 | 33.4 | NA | NA | USD | 33.4 | 33.4
F113 | PM 03327 | Temperature Control Module 2 | Waters | 186002441 | B18TC2495G | 12 | 2019-04-02 | 2020-04-02 | Apr | Flex Internal | USD | 33.4 | 33.4 | Flex | EQID 2347 | Flex |  |  | Flex | 2019-07-10 | 2019-306 | USD | 33.4 | 33.4 | NA | NA | USD | 33.4 | 33.4
F114 | 2348 | 2489 UV / Visible Detector | Waters | 186248900 | C1887E101A | 12 | 2019-03-21 | 2020-03-21 | Mar | Flex Internal | USD | 105.29 | 105.29 | Flex |  | Flex |  |  | Flex | 2019-05-08 | 2019-219 | USD | 105.29 | 105.29 | NA | NA | USD | 105.29 | 105.29
F115 | 2349 | 2489 UV / Visible Detector | Waters | 186248900 | C1887E103A | 12 | 2019-03-21 | 2020-03-21 | Mar | Flex Internal | USD | 105.29 | 105.29 | Flex |  | Flex |  |  | Flex | 2019-05-08 | 2019-219 | USD | 105.29 | 105.29 | NA | NA | USD | 105.29 | 105.29
F116 | 2350 | 2489 UV / Visible Detector | Waters | 186248900 | C1887E106A | 12 | 2019-03-13 | 2020-03-13 | Mar | Flex Internal | USD | 105.29 | 105.29 | Flex |  | Flex |  |  | Flex | 2019-05-08 | 2019-219 | USD | 105.29 | 105.29 | NA | NA | USD | 105.29 | 105.29
F117 | 2351 | 2489 UV / Visible Detector | Waters | 186248900 | D1887E275A | 12 | 2019-04-09 | 2020-04-09 | Apr | Flex Internal | USD | 105.29 | 105.29 | Flex |  | Flex |  |  | Flex | 2019-06-18 | 2019-268 | USD | 105.29 | 105.29 | NA | NA | USD | 105.29 | 105.29
F118 | 2352 | Column Heater Module | Waters | WAT038040 | M17CHM834M | 12 | 2019-06-13 | 2020-06-13 | Jun | Flex Internal | USD | 33.34 | 33.34 | Flex |  | Flex |  |  | Flex | 2019-07-22 | 2019-323 | USD | 33.34 | 33.34 | NA | NA | USD | 33.34 | 33.34
F119 | 2353 | Column Heater Module | Waters | WAT038040 | M17CHM835M | 12 | 2019-06-13 | 2020-06-13 | Jun | Flex Internal | USD | 33.34 | 33.34 | Flex |  | Flex |  |  | Flex | 2019-07-22 | 2019-323 | USD | 33.34 | 33.34 | NA | NA | USD | 33.34 | 33.34
F120 | 2354 | Column Heater Module | Waters | WAT038040 | M17CHM839M | 12 | 2019-06-13 | 2020-06-13 | Jun | Flex Internal | USD | 33.34 | 33.34 | Flex |  | Flex |  |  | Flex | 2019-07-22 | 2019-323 | USD | 33.34 | 33.34 | NA | NA | USD | 33.34 | 33.34
F121 | 2355 | Column Heater Module | Waters | WAT038040 | M17CHM840M | 12 | 2019-06-13 | 2020-06-13 | Jun | Flex Internal | USD | 33.34 | 33.34 | Flex |  | Flex |  |  | Flex | 2019-07-22 | 2019-323 | USD | 33.34 | 33.34 | NA | NA | USD | 33.34 | 33.34
F122a | 2092 | Electronic Weigh Balance | AND | HR200 | 12337042 | 6 | 2019-05-02 | 2019-11-02 | May | Ming Deng | SGD | 80 | 58.87 | Flex | Reactivated as to replace EQID 0497 due to faulty equipment | Flex |  |  | Flex | 2019-07-10 | 2019-306 | SGD | 80 | 58.87 | NA | NA | NA | NA | NA
F122b | 2092 | Electronic Weigh Balance | AND | HR200 | 12337042 | 6 | 2019-10-23 | 2020-04-23 | Oct | Ming Deng | SGD | 80 | 57.88 | Flex | Reactivated as to replace EQID 0497 due to faulty equipment | Flex |  |  | Flex | 2019-12-16 | 2019-558 | SGD | 80 | 57.88 | NA | NA | NA | NA | NA
F123 | PM 03328 | Temperature Control Module 2 | WATERS | 186002441 | F13TC2204G | 12 | 2019-04-02 | 2020-04-02 | Apr | Flex Internal | USD | 33.4 | 33.4 | Flex | NEW registered Equipment to PM | Flex |  |  | Flex | 2019-07-10 | 2019-306 | USD | 33.4 | 33.4 | NA | NA | NA | NA | NA
F124 | PM 03329 | Temperature Control Module 2 | WATERS | 186002441 | F13TC2180G | 12 | 2019-04-02 | 2020-04-02 | Apr | Flex Internal | USD | 33.4 | 33.4 | Flex | NEW registered Equipment to PM | Flex |  |  | Flex | 2019-07-10 | 2019-306 | USD | 33.4 | 33.4 | NA | NA | NA | NA | NA
F125 | S0168 | Universal Front End Tester | Keithley | 236 | 704826 | 12 | 2019-09-02 | 2020-09-02 | Sep | Keysight | MYR | 1279.33 | 306.83 | Flex Senai |  | Flex |  |  | Flex | 2019-11-04 | 2019-515 | MYR | 1279.33 | 306.83 | Q3 2018 | 2019-017 | MYR | 1279.33 | 306.83
F126 | S0169 | Universal Front End Tester | Keithley | 236 | 796741 | 12 | 2018-05-22 | 2019-05-22 | May | Tektronix | SGD | 4500 | 3470 | Flex Senai | Completed the calibration in end of May , we will include in Jun | Flex |  |  | Flex |  |  | SGD | 4500 | 3470 | NA | 2018-154 | SGD | 4500 | 3470
F127 | S0170 | Universal Front End Tester | National Instruments | PCI-6025E | 1347EFD | 12 | 2019-03-14 | 2020-03-14 | Mar | ST Electronics | SGD | 650 | 481.48 | Flex Senai |  | Flex |  |  | Flex | 2019-05-08 | 2019-219 | SGD | 650 | 481.48 | 1H 2018 | 2018-309 | SGD | 650 | 485.07
F128 | S0171 | PIC Charge Amp Tester | National Instruments | TE82961 | 130A201 | 12 | 2019-03-01 | 2020-03-01 | Mar | Flex Internal | USD | 0 | 0 | Flex Senai |  | Flex |  |  | Flex |  |  | USD | 0 | 0 | NA | NA | USD | 0 | 0
F129 | S0199 | Power SMU | National Instruments | PXI4130 | 1459564 | 12 | 2019-07-15 | 2020-07-15 | Jul | Micro Precision | USD | 270 | 270 | Flex Senai |  | Micro Precision |  |  | Micro Precision | 2019-08-08 | 2019-353 | USD | 270 | 270 | Dec 2018 | 2019-127 | SGD | 840 | 609.67
F130 | S0200 | M Series Multifunction DAQ | National Instruments | PXI6229 | 145DF2F | 12 | 2019-07-15 | 2020-07-15 | Jul | Micro Precision | USD | 270 | 270 | Flex Senai |  | Micro Precision |  |  | Micro Precision | 2019-08-08 | 2019-353 | USD | 270 | 270 | Dec 2018 | 2019-127 | SGD | 650 | 471.77
F131 | S0201 | M Series Multifunction DAQ | National Instruments | PXI6229 | 145DF16 | 12 | 2019-07-15 | 2020-07-15 | Jul | Micro Precision | USD | 270 | 270 | Flex Senai |  | Micro Precision |  |  | Micro Precision | 2019-08-08 | 2019-353 | USD | 270 | 270 | Dec 2018 | 2019-127 | SGD | 650 | 471.77
F132 | S0202 | Digital Phosphor Oscilloscope | Tektronix | TDS3054C | C0110786 | 12 | 2018-11-23 | 2019-07-15 | Jul | Micro Precision | USD | 200 | 200 | Flex Senai |  | Micro Precision |  |  | Micro Precision | 2019-08-08 | 2019-353 | USD | 200 | 200 | Nov 2018 | 2019-018 | MYR | 500 | 119.92
F133 | S0203 | Function / Arbitrary Waveform Generator | Agilent Technologies | 33220A | MY44043984 | 12 | 2019-07-15 | 2019-07-15 | Jul | Micro Precision | USD | 250 | 250 | Flex Senai |  | Micro Precision |  |  | Micro Precision | 2019-08-08 | 2019-353 | USD | 250 | 250 | Nov 2018 | 2019-018 | MYR | 600 | 143.9
F134 | S0204 | Digital Multimeter | Agilent Technologies | 34411A | MY48002718 | 12 | 2019-07-15 | 2019-07-15 | Jul | Micro Precision | USD | 144 | 144 | Flex Senai |  | Micro Precision |  |  | Micro Precision | 2019-08-08 | 2019-353 | USD | 144 | 144 | Nov 2018 | 2019-018 | MYR | 450 | 107.93
F135 | S0205 | Mainframe / Electronic Load Module | Chroma | 6314 / 63103 / 63103A | 631400009104/ 631030017035/ 631030017265/ 631030017021/ 63103A000083 | 12 | 2019-07-15 | 2019-07-15 | Jul | Micro Precision | USD | 960 | 960 | Flex Senai |  | Micro Precision |  |  | Micro Precision | 2019-08-08 | 2019-353 | USD | 960 | 960 | Nov 2018 | 2019-018 | MYR | 700 | 167.89
F136 | S0206 | DC Power Supply | TDK Lambda | GENH60-12.5 | 09M1039A | 12 | 2019-07-15 | 2019-07-15 | Jul | Micro Precision | USD | 160 | 160 | Flex Senai |  | Micro Precision |  |  | Micro Precision | 2019-08-08 | 2019-353 | USD | 160 | 160 | Nov 2018 | 2019-018 | MYR | 175 | 41.97
F137 | S0207 | DC Power Supply | TDK Lambda | GENH60-12.5 | 09M1035A | 12 | 2019-07-15 | 2019-07-15 | Jul | Micro Precision | USD | 160 | 160 | Flex Senai |  | Micro Precision |  |  | Micro Precision | 2019-08-08 | 2019-353 | USD | 160 | 160 | Nov 2018 | 2019-018 | MYR | 175 | 41.97
F138 | S0208 | DC Power Supply | TDK Lambda | GENH60-12.5 | 09M10325A | 12 | 2019-07-15 | 2019-07-15 | Jul | Micro Precision | USD | 160 | 160 | Flex Senai |  | Micro Precision |  |  | Micro Precision | 2019-08-08 | 2019-353 | USD | 160 | 160 | Nov 2018 | 2019-018 | MYR | 175 | 41.97
F139 | S0209 | DC Power Supply | TDK Lambda | GENH60-12.5 | 09M1037A | 12 | 2019-07-15 | 2019-07-15 | Jul | Micro Precision | USD | 160 | 160 | Flex Senai |  | Micro Precision |  |  | Micro Precision | 2019-08-08 | 2019-353 | USD | 160 | 160 | Nov 2018 | 2019-018 | MYR | 175 | 41.97
F140 | S0210 | DC Power Supply | TDK Lambda | GENH30-25 | 09M1017A | 12 | 2019-07-15 | 2019-07-15 | Jul | Micro Precision | USD | 160 | 160 | Flex Senai |  | Micro Precision |  |  | Micro Precision | 2019-08-08 | 2019-353 | USD | 160 | 160 | Nov 2018 | 2019-018 | MYR | 175 | 41.97
F141 | S0211 | DC Power Supply | TDK Lambda | GENH30-25 | 09M1022A | 12 | 2019-07-15 | 2019-07-15 | Jul | Micro Precision | USD | 160 | 160 | Flex Senai |  | Micro Precision |  |  | Micro Precision | 2019-08-08 | 2019-353 | USD | 160 | 160 | Nov 2018 | 2019-018 | MYR | 175 | 41.97
F142 | S0645 | Source Measure Units | Keithley | 236 | 0810603 | 12 | 2018-05-22 | 2019-05-22 | May | Tektronix | SGD | 4500 | 3470 | Flex Senai | Completed the calibration in end of May , we will include in Jun claim | Flex |  |  | Flex |  |  | SGD | 4500 | 3470 | NA | 2018-154 | SGD | 4500 | 3470
|  | Prog Resister | Marvin Test Solution | GX1164 | 93228 | 24 | 2019-07-15 | 2021-07-15 | Jul | Micro Precision | USD | 340 | 340 | Flex Senai |  | Micro Precision |  |  | Micro Precision | 2019-08-08 | 2019-353 | USD | 340 | 340
V001 | IQC-16GC0010 | Light Box | X-Rite | JUDGE II | C61093251217 | 12 | 2019-09-04 | 2020-09-04 | Sep | RVC International | SGD | 900 | 720 | Venture (LC) |  | Venture |  |  | Venture | 2019-10-29 | 2019-489 | SGD | 900 | 720 | Q3 2018 | 2018-527 | SGD | 900 | 720
V002 | PWAT-16GC0002 | DC Electronic Load module | Hewlett Packard | 60502B | 3211A01907 | 12 | 2019-05-02 | 2020-05-02 | May | Micro Precision | USD | 141.5 | 141.5 | Venture PCBA (LC) |  | Venture |  |  | Venture | 2019-07-03 | 2019-299 | USD | 141.5 | 141.5 | Q2 2018 | 2018-310 | USD | 141.5 | 141.5
V003 | PWAT-16GC0003 | DC Electronic Load module | Hewlett Packard | 60502B | 3211A01876 | 12 | 2019-05-02 | 2020-05-02 | May | Micro Precision | USD | 141.5 | 141.5 | Venture PCBA (LC) |  | Venture |  |  | Venture | 2019-07-03 | 2019-299 | USD | 141.5 | 141.5 | Q2 2018 | 2018-310 | USD | 141.5 | 141.5
V004 | PWAT-16GC0004 | DC Electronic Load module | Hewlett Packard | 60502B | 3211A01587 | 12 | 2019-05-02 | 2020-05-02 | May | Micro Precision | USD | 141.5 | 141.5 | Venture PCBA (LC) |  | Venture |  |  | Venture | 2019-07-03 | 2019-299 | USD | 141.5 | 141.5 | Q2 2018 | 2018-310 | USD | 141.5 | 141.5
V005 | PWAT-16GC0005 | DC Electronic Load module | Hewlett Packard | 60502B | 3211A02210 | 12 | 2019-05-02 | 2020-05-02 | May | Micro Precision | USD | 141.5 | 141.5 | Venture PCBA (LC) |  | Venture |  |  | Venture | 2019-07-03 | 2019-299 | USD | 141.5 | 141.5 | Q2 2018 | 2018-310 | USD | 141.5 | 141.5
V006 | PWAT-16GC0006 | DC Electronic Load module | Hewlett Packard | 60502B | 3211A01795 | 12 | 2019-05-02 | 2020-05-02 | May | Micro Precision | USD | 141.5 | 141.5 | Venture PCBA (LC) |  | Venture |  |  | Venture | 2019-07-03 | 2019-299 | USD | 141.5 | 141.5 | Q2 2018 | 2018-310 | USD | 141.5 | 141.5
V007 | PWAT-16GC0007 | DC Electronic Load module | Hewlett Packard | 60502B | 3211A00920 | 12 | 2019-05-02 | 2020-05-02 | May | Micro Precision | USD | 141.5 | 141.5 | Venture PCBA (LC) |  | Venture |  |  | Venture | 2019-07-03 | 2019-299 | USD | 141.5 | 141.5 | Q2 2018 | 2018-310 | USD | 141.5 | 141.5
V008 | PWAT-16GC0008 | DC Power Supply | TDK Lambda | GENH30-25 | 95166 | 12 | 2019-04-16 | 2020-04-16 | Apr | Micro Precision | USD | 160 | 160 | Venture PCBA (LC) |  | Venture |  |  | Venture | 2019-06-07 | 2019-253 | USD | 160 | 160 | Q3 2018 | 2018-527 | USD | 160 | 160
V009 | PWAT-16GC0009 | DC Power Supply | TDK Lambda | GENH60-12.5 | 95170 | 12 | 2019-04-16 | 2020-04-16 | Apr | Micro Precision | USD | 160 | 160 | Venture PCBA (LC) |  | Venture |  |  | Venture | 2019-06-07 | 2019-253 | USD | 160 | 160 | Q3 2018 | 2018-527 | USD | 160 | 160
V010 | PWAT-16GC0010 | DC Power Supply | TDK Lambda | GENH60-12.5 | 95165 | 12 | 2019-04-16 | 2020-04-16 | Apr | Micro Precision | USD | 160 | 160 | Venture PCBA (LC) |  | Venture |  |  | Venture | 2019-06-07 | 2019-253 | USD | 160 | 160 | Q3 2018 | 2018-527 | USD | 160 | 160
V011 | PWAT-16GC0011 | DC Power Supply | TDK Lambda | GENH30-25 | 95167 | 12 | 2019-04-16 | 2020-04-16 | Apr | Micro Precision | USD | 160 | 160 | Venture PCBA (LC) |  | Venture |  |  | Venture | 2019-06-07 | 2019-253 | USD | 160 | 160 | Q3 2018 | 2018-527 | USD | 160 | 160
V012 | PWAT-16GC0012 | DC Power Supply | TDK Lambda | GENH60-12.5 | 95164 | 12 | 2019-04-16 | 2020-04-16 | Apr | Micro Precision | USD | 160 | 160 | Venture PCBA (LC) |  | Venture |  |  | Venture | 2019-06-07 | 2019-253 | USD | 160 | 160 | Q3 2018 | 2018-527 | USD | 160 | 160
V013 | PWAT-16GC0013 | DC Power Supply | TDK Lambda | GENH60-12.5 | 95171 | 12 | 2019-04-16 | 2020-04-16 | Apr | Micro Precision | USD | 160 | 160 | Venture PCBA (LC) |  | Venture |  |  | Venture | 2019-06-07 | 2019-253 | USD | 160 | 160 | Q3 2018 | 2018-527 | USD | 160 | 160
V014 | PWAT-16GC0014 | DC POWER SUPPLY MODULE | Hewlett Packard | 66103A | US34213251 | 12 | 2019-05-02 | 2020-05-02 | May | Micro Precision | USD | 170 | 170 | Venture PCBA (LC) |  | Venture |  |  | Venture | 2019-07-03 | 2019-299 | USD | 170 | 170 | Q2 2018 | 2018-310 | USD | 170 | 170
V015 | PWAT-16GC0015 | DC POWER SUPPLY MODULE | Hewlett Packard | 66103A | US34213252 | 12 | 2019-05-02 | 2020-05-02 | May | Micro Precision | USD | 170 | 170 | Venture PCBA (LC) |  | Venture |  |  | Venture | 2019-07-03 | 2019-299 | USD | 170 | 170 | Q2 2018 | 2018-310 | USD | 170 | 170
V016 | PWAT-16GC0016 | DC POWER SUPPLY MODULE | Hewlett Packard | 66103A | US34213090 | 12 | 2019-05-02 | 2020-05-02 | May | Micro Precision | USD | 170 | 170 | Venture PCBA (LC) |  | Venture |  |  | Venture | 2019-07-03 | 2019-299 | USD | 170 | 170 | Q2 2018 | 2018-310 | USD | 170 | 170
V017 | PWAT-16GC0017 | DC POWER SUPPLY MODULE | Hewlett Packard | 66103A | US34213209 | 12 | 2019-05-02 | 2020-05-02 | May | Micro Precision | USD | 170 | 170 | Venture PCBA (LC) |  | Venture |  |  | Venture | 2019-07-03 | 2019-299 | USD | 170 | 170 | Q2 2018 | 2018-310 | USD | 170 | 170
V018 | PWAT-16GC0018 | DC POWER SUPPLY MODULE | Hewlett Packard | 66101A | 3444A02477 | 12 | 2019-05-02 | 2020-05-02 | May | Micro Precision | USD | 170 | 170 | Venture PCBA (LC) |  | Venture |  |  | Venture | 2019-07-03 | 2019-299 | USD | 170 | 170 | Q2 2018 | 2018-310 | USD | 170 | 170
V019 | PWAT-16GC0019 | DC POWER SUPPLY MODULE | Hewlett Packard | 66103A | US34213216 | 12 | 2019-05-02 | 2020-05-02 | May | Micro Precision | USD | 170 | 170 | Venture PCBA (LC) |  | Venture |  |  | Venture | 2019-07-03 | 2019-299 | USD | 170 | 170 | Q2 2018 | 2018-310 | USD | 170 | 170
V020 | PWAT-16GC0020 | DC POWER SUPPLY MODULE | Hewlett Packard | 66101A | 3444A02507 | 12 | 2019-05-02 | 2020-05-02 | May | Micro Precision | USD | 170 | 170 | Venture PCBA (LC) |  | Venture |  |  | Venture | 2019-07-03 | 2019-299 | USD | 170 | 170 | Q2 2018 | 2018-310 | USD | 170 | 170
V021 | PWAT-16GC0021 | Digital Phosphor Oscilloscope | Tektronix | TDS3054C | C011477 | 12 | 2019-04-16 | 2020-04-16 | Apr | Micro Precision | USD | 200 | 200 | Venture PCBA (LC) |  | Venture |  |  | Venture | 2019-06-07 | 2019-253 | USD | 200 | 200 | Q3 2018 | 2018-527 | USD | 200 | 200
V022 | PWAT-16GC0022 | Electronic Load Plug-In Module / Control Mainframe | Chroma | 63103/6314 | 63145125/95148 | 12 | 2019-04-16 | 2020-04-16 | Apr | Micro Precision | USD | 240 | 240 | Venture PCBA (LC) |  | Venture |  |  | Venture | 2019-06-07 | 2019-253 | USD | 240 | 240 | Q3 2018 | 2018-527 | USD | 240 | 240
V023 | PWAT-16GC0023 | Function/Arbitrary Waveform Generator | Agilent Technologies | 33220A | MY44044085/95154 | 12 | 2019-04-16 | 2020-04-16 | Apr | Micro Precision | USD | 250 | 250 | Venture PCBA (LC) |  | Venture |  |  | Venture | 2019-06-07 | 2019-253 | USD | 250 | 250 | Q3 2018 | 2018-527 | USD | 250 | 250
V024 | PWAT-16GC0024 | Keithley 236 Source Measure unit | Keithley | 236 | 0683301(ID#90744) | 12 | 2019-03-20 | 2020-03-20 | Mar | Keysight | SGD | 323 | 240 | Venture PCBA (LC) |  | Venture |  |  | Venture | 2019-05-08 | 2019-220 | SGD | 323 | 240 | Q2 2018 | 2018-310 | SGD | 309 | 247.2
V025 | PWAT-16GC0025 | Keithley 236 Source Measure unit | Keithley | 236 | 0648831 (ID#90316) | 12 | 2018-03-19 | 2019-03-19 | Mar | Keysight | SGD | 450 | 360 | Venture PCBA (LC) | For the calibration cost not fixed, Keysight will follow the marketing quote | Venture |  |  | Venture |  |  | SGD | 450 | 360 | Q1 2018 | 2018-197 | SGD | 450 | 360
V026 | PWAT-16GC0026 | Keithley 236 Source Measure unit | Keithley | 236 | 497638 | 12 | 2019-03-15 | 2020-03-15 | Mar | Keysight | SGD | 323 | 240 | Venture PCBA (LC) | For the calibration cost not fixed, Keysight will follow the marketing quote | Venture |  |  | Venture | 2019-05-08 | 2019-220 | SGD | 323 | 240 | Q1 2018 | 2018-197 | SGD | 450 | 360
V027 | PWAT-16GC0027 | Keithley 236 Source Measure unit | Keithley | 236 | 0549819 (ID#95105) | 12 | 2019-04-25 | 2020-04-25 | Apr | Keysight | SGD | 323 | 258.4 | Venture PCBA (LC) | For the calibration cost not fixed, Keysight will follow the marketing quote | Venture |  |  | Venture | 2019-06-07 | 2019-253 | SGD | 323 | 258.4 | Q2 2018 | 2018-310 | SGD | 309 | 247.2
V028 | PWAT-16GC0028 | Keithley 236 Source Measure unit | Keithley | 236 | 0796740 (ID#90275) | 12 | 2019-06-14 | 2020-06-14 | Jun | Keysight | SGD | 323 | 258.4 | Venture PCBA (LC) |  | Venture |  |  | Venture | 2019-07-24 | 2019-324 | SGD | 323 | 258.4 | ? | ? | SGD | 450 | 360
V029 | PWAT-16GC0029 | Keithley 236 Source Measure unit | Keithley | 236 | 0648819 (ID#90317) | 12 | 2018-05-06 | 2019-05-06 | May | Keysight | SGD | 309 | 247.2 | Venture PCBA (LC) | Waters USA Consign equipment Unit was failed several tests and already sent to Waters Milford for calibration | Venture |  |  | Venture |  |  | SGD | 309 | 247.2 | Q2 2018 | 2018-310 | SGD | 309 | 247.2
V030 | PWAT-16GC0030 | M Series Multifunction DAQ | National Instruments | PXI6229 | 145DEFE | 12 | 2019-04-16 | 2020-04-16 | Apr | Micro Precision | USD | 270 | 270 | Venture PCBA (LC) |  | Venture |  |  | Venture | 2019-06-07 | 2019-253 | USD | 270 | 270 | Q3 2018 | 2018-527 | USD | 270 | 270
V031 | PWAT-16GC0031 | M Series Multifunction DAQ | National Instruments | PXI6229 | 145DF3A | 12 | 2019-04-16 | 2020-04-16 | Apr | Micro Precision | USD | 270 | 270 | Venture PCBA (LC) |  | Venture |  |  | Venture | 2019-06-07 | 2019-253 | USD | 270 | 270 | Q3 2018 | 2018-527 | USD | 270 | 270
V032 | PWAT-16GC0033 | Multimeter | Agilent Technologies | 34411A | MY53002751/95155 | 12 | 2019-04-16 | 2020-04-16 | Apr | Micro Precision | USD | 144 | 144 | Venture PCBA (LC) |  | Venture |  |  | Venture | 2019-06-07 | 2019-253 | USD | 144 | 144 | Q3 2018 | 2018-527 | USD | 144 | 144
V033 | PWAT-16GC0034 | Oscillascope | Tektronix | TDS460A | B060926 | 12 | 2019-07-10 | 2020-07-10 | Jul | Micro Precision | USD | 350 | 350 | Venture PCBA (LC) |  | Venture |  |  | Venture | 2019-08-30 | 2019-388 | USD | 350 | 350 | Q3 2018 | 2018-527 | USD | 350 | 350
V034 | PWAT-16GC0035 | PCI 6025E | National Instruments | 6025E | C57A10 | 12 | 2019-11-06 | 2020-11-06 | Nov | Micro Precision | USD | 250 | 250 | Venture PCBA (LC) |  | Venture | 2020-01-08 | 2020-012 | Venture | 2020-01-08 |  | USD | 250 | 250 | Q4 2018 | 2018-579 | USD | 250 | 250
V035 | PWAT-16GC0036 | POWER SMU | National Instruments | PXI4130 | 145025B | 12 | 2019-04-16 | 2020-04-16 | Apr | Micro Precision | USD | 270 | 270 | Venture PCBA (LC) |  | Venture |  |  | Venture | 2019-06-07 | 2019-253 | USD | 270 | 270 | Q3 2018 | 2018-527 | USD | 270 | 270
V036 | PWAT-16GC0038 | VXI 6 1/2 Digit Multimeter | Racal-Dana Instruments, inc. | 4152A | US38010437 | 12 | 2019-10-10 | 2020-10-10 | Oct | Micro Precision | USD | 360 | 360 | Venture PCBA (LC) |  | Venture |  |  | Venture | 2019-12-16 | 2019-559 | USD | 360 | 360 | Q4 2018 | 2018-579 | USD | 360 | 360
V037 | PWAT-16GC0039 | VXI 6 1/2 Digit Multimeter | Racal-Dana Instruments, Inc. | 4152A | US38010248 | 12 | 2017-11-17 | 2018-11-17 | Nov | Micro Precision | USD | 360 | 360 | Venture PCBA (LC) | Spare unit, Keep in Lab, will be arrange calibration maybe Q1 2019 (Jan 2019 to Mar 2019) | Venture |  |  | Venture |  |  | USD | 360 | 360 | NA | NA | USD | 360 | 360
V038 | PWAT-16GC0040 | VXI Universal Counter 200 MHZ | Racal-Dana Instruments, inc. | 2461-CD | 03070017 | 12 | 2017-01-31 | 2018-01-31 | Jan | Micro Precision | TBA |  |  | Venture PCBA (LC) | Unit can’t calibrate due to failed “communication” problems during calibration on 12-Oct-18. Now pending Jason inform customer. Keep in Lab and pasted "Do not use label" on 12-Oct-2018. | Venture |  |  | Venture |  |  | TBA |  |  | NA | NA | TBA
V039 | PWAT-16GC0041 | VXI Universal Counter 200 MHZ | Racal-Dana Instruments, Inc. | 2461-CD | 1210 | 12 | 2019-10-10 | 2020-10-10 | Oct | Micro Precision | USD | 300 | 300 | Venture PCBA (LC) |  | Venture |  |  | Venture | 2019-12-16 | 2019-559 | USD | 300 | 300 | Q4 2018 | 2018-579 | USD | 300 | 300
V040 | PWAT-16GC0042 | VXI Waveform Generator | Racal-Dana Instruments, Inc. | 3151A+ | 9809972 | 12 |  |  |  | Micro Precision | USD | 480 | 480 | Venture PCBA (LC) | Removed from production line on 12-Oct-18. Spare unit, keep in Lab on 12-Oct-2018 | Venture |  |  | Venture |  |  | USD | 480 | 480 | Q3 2018 | 2018-527 | USD | 480 | 480
V041 | PWAT-16GC0043 | VXI Waveform Generator | Racal-Dana Instruments, inc. | 3151A+ | 0101813 | 12 | 2019-10-10 | 2020-10-10 | Oct | Micro Precision | USD | 480 | 480 | Venture PCBA (LC) |  | Venture |  |  | Venture | 2019-12-16 | 2019-559 | USD | 480 | 480 | Q4 2018 | 2018-579 | USD | 480 | 480
V042 | PWAT-18GC0046 | 6 1/2 DIGITAL MULTIMETER | Agilent Technologies | 34411A | MY48003234 | 12 | 2019-10-10 | 2020-10-10 | Oct | Micro Precision | USD | 144 | 144 | Venture PCBA (MS) |  | Venture |  |  | Venture | 2019-12-16 | 2019-559 | USD | 144 | 144 | Q4 2018 | 2018-579 | USD | 144 | 144
V043 | PWAT-18GC0047 | 20 MHZ FUNCTION/ARBITRARY WAVEFORM GENERATOR | Agilent Technologies | 33220A | MY44015802 | 12 | 2019-07-10 | 2020-07-10 | Jul | Micro Precision | USD | 250 | 250 | Venture PCBA (MS) |  | Venture |  |  | Venture | 2019-08-30 | 2019-388 | USD | 250 | 250 | Q3 2018 | 2018-527 | USD | 250 | 250
V044 | PWAT-18GC0048 | DIGITAL PHOSPOR OSCILLOSCOPE | Tektronix | TDS3054C | C020604 | 12 | 2019-10-10 | 2020-10-10 | Oct | Micro Precision | USD | 200 | 200 | Venture (MS) |  | Venture |  |  | Venture | 2019-12-16 | 2019-559 | USD | 200 | 200 | Q4 2018 | 2018-579 | USD | 200 | 200
V045a | W1-16GC0002 | Digital Gram Balance - WP07 (Weighing Scale) | AND | HR-200 | 12335004 (93371) | 6 | 2019-05-13 | 2019-11-13 | May | Ming Deng | SGD | 90 | 72 | Venture (LC) |  | Venture |  |  | Venture | 2019-07-03 | 2019-299 | SGD | 90 | 72 | Q2 2018 | 2018-310 | SGD | 80 | 64
V045b | W1-16GC0002 | Digital Gram Balance - WP07 (Weighing Scale) | AND | HR-200 | 12335004 (93371) | 6 | 2019-11-08 | 2020-05-08 | Nov | Ming Deng | SGD | 90 | 72 | Venture (LC) |  | Venture | 2020-01-08 | 2020-012 | Venture | 2020-01-08 |  | SGD | 90 | 72 | Q4 2018 | 2018-579 | SGD | 90 | 72
V046a | W1-16GC0005 | Digital Gram Balance - WP07 (Weighing Scale) | AND | HR-200 | 12333739 (93373) | 6 | 2019-05-13 | 2019-11-13 | May | Ming Deng | SGD | 90 | 72 | Venture (LC) |  | Venture |  |  | Venture | 2019-07-03 | 2019-299 | SGD | 90 | 72 | Q2 2018 | 2018-310 | SGD | 80 | 64
V046b | W1-16GC0005 | Digital Gram Balance - WP07 (Weighing Scale) | AND | HR-200 | 12333739 (93373) | 6 | 2019-11-08 | 2020-05-08 | Nov | Ming Deng | SGD | 90 | 72 | Venture (LC) |  | Venture | 2020-01-08 | 2020-012 | Venture | 2020-01-08 |  | SGD | 90 | 72 | Q4 2018 | 2018-579 | SGD | 90 | 72
V047a | W1-16GC0008 | Digital Gram Balance - WP07 (Weighing Scale) | AND | HR-200 | 12333783 (93372) | 6 | 2019-05-13 | 2019-11-13 | May | Ming Deng | SGD | 90 | 72 | Venture (LC) |  | Venture |  |  | Venture | 2019-07-03 | 2019-299 | SGD | 90 | 72 | Q2 2018 | 2018-310 | SGD | 80 | 64
V047b | W1-16GC0008 | Digital Gram Balance - WP07 (Weighing Scale) | AND | HR-200 | 12333783 (93372) | 6 | 2019-11-08 | 2020-05-08 | Nov | Ming Deng | SGD | 90 | 72 | Venture (LC) |  | Venture | 2020-01-08 | 2020-012 | Venture | 2020-01-08 |  | SGD | 90 | 72 | Q4 2018 | 2018-579 | SGD | 90 | 72
V048a | W1-16GC0011 | Digital Gram Balance - WP07 (Weighing Scale) | AND | HR-200 | 12333730 (93370) | 6 | 2019-05-13 | 2019-11-13 | May | Ming Deng | SGD | 90 | 72 | Venture (LC) |  | Venture |  |  | Venture | 2019-07-03 | 2019-299 | SGD | 90 | 72 | Q2 2018 | 2018-310 | SGD | 80 | 64
V048b | W1-16GC0011 | Digital Gram Balance - WP07 (Weighing Scale) | AND | HR-200 | 12333730 (93370) | 6 | 2019-11-08 | 2020-05-08 | Nov | Ming Deng | SGD | 90 | 72 | Venture (LC) |  | Venture | 2020-01-08 | 2020-012 | Venture | 2020-01-08 |  | SGD | 90 | 72 | Q4 2018 | 2018-579 | SGD | 90 | 72
V049a | W1-16GC0014 | Digital Gram Balance - WP07 (Weighing Scale) | AND | HR-200 | 12316088 (90966) | 6 | 2019-01-16 | 2019-07-16 | Jan | Ming Deng | SGD | 90 | 72 | Venture (LC) |  | Venture |  |  | Venture | 2019-03-04 | 2019-110 | SGD | 90 | 72 | Q1 2018 | 2018-197 | SGD | 80 | 64
V049b | W1-16GC0014 | Digital Gram Balance - WP07 (Weighing Scale) | AND | HR-200 | 12316088 (90966) | 6 | 2019-07-11 | 2020-01-11 | Jul | Ming Deng | SGD | 90 | 72 | Venture (LC) |  | Venture |  |  | Venture | 2019-08-30 | 2019-388 | SGD | 90 | 72 | Q3 2018 | 2018-527 | SGD | 80 | 64
V050a | W1-16GC0068 | Digital Gram Balance - WP07 (Weighing Scale) | AND | HR-200 | 12336767(94322) | 6 | 2019-01-16 | 2019-07-16 | Jan | Ming Deng | SGD | 90 | 72 | Venture (LC) |  | Venture |  |  | Venture | 2019-03-04 | 2019-110 | SGD | 90 | 72 | Q1 2018 | 2018-197 | SGD | 80 | 64
V050b | W1-16GC0068 | Digital Gram Balance - WP07 (Weighing Scale) | AND | HR-200 | 12336767(94322) | 6 | 2019-07-11 | 2020-01-11 | Jul | Ming Deng | SGD | 90 | 72 | Venture (LC) |  | Venture |  |  | Venture | 2019-08-30 | 2019-388 | SGD | 90 | 72 | Q3 2018 | 2018-527 | SGD | 80 | 64
V051 | W1-16GC0016 | Multimeter / Data Acquisition System | Keithley | Keithley 2700 | 1227711 | 12 | 2019-03-14 | 2020-03-14 | Mar | Micro Precision | USD | 150 | 150 | Venture (LC) |  | Venture |  |  | Venture | 2019-05-08 | 2019-220 | USD | 150 | 150 | Q1 2018 | 2018-197 | SGD | 220 | 176
V052 | W1-16GC0017 | Digital Process Indicators | Omega | DP81R-SER-DC2 | 09030136 | 12 | 2019-01-04 | 2020-01-04 | Jan | SGS | SGD | 438 | 350.4 | Venture (LC) |  | Venture |  |  | Venture | 2019-03-04 | 2019-110 | SGD | 438 | 350.4 | Q1 2018 | 2018-197 | SGD | 438 | 350.4
V053 | W1-16GC0018 | Digital Process Indicator C/W Probe | Omega | DP 80 | TE83013-2 (10060165) | 12 | 2019-06-26 | 2020-06-26 | Jun | SGS | SGD | 394 | 315.2 | Venture (LC) |  | Venture |  |  | Venture | 2019-07-24 | 2019-324 | SGD | 394 | 315.2 | Q2 2018 | 2018-310 | SGD | 180 | 144
V054 | W1-16GC0020 | Electrical Safety Analyzer | Chroma | 19032 | 19032G400264 (ID#93467) | 12 | 2019-07-10 | 2020-07-10 | Jul | Micro Precision | USD | 240 | 240 | Venture (LC) |  | Venture |  |  | Venture | 2019-08-30 | 2019-388 | USD | 240 | 240 | Q3 2018 | 2018-527 | USD | 240 | 240
V055 | W1-16GC0021 | Electrical Safety Analyzer | QuadTech | Guardian 6000 | 7312754 (ID#91356) | 12 | 2019-11-06 | 2020-11-06 | Nov | Micro Precision | USD | 240 | 240 | Venture (LC) |  | Venture | 2020-01-08 | 2020-012 | Venture | 2020-01-08 |  | USD | 240 | 240 | Q4 2018 | 2018-579 | USD | 240 | 240
V056 | W1-16GC0022 | Electrical Safety Analyzer | QuadTech | Guardian 6000 | 5278621 (ID#91693) | 12 | 2019-01-17 | 2020-01-17 | Jan | Micro Precision | USD | 240 | 240 | Venture (LC) |  | Venture |  |  | Venture | 2019-03-04 | 2019-110 | USD | 240 | 240 | Q1 2018 | 2018-197 | USD | 240 | 240
V057 | W1-16GC0023 | Electrical Safety Analyzer | QuadTech | 6000 Plus | 11173729 (ID#91890) | 12 | 2019-03-05 | 2020-03-05 | Mar | Micro Precision | USD | 240 | 240 | Venture (LC) |  | Venture |  |  | Venture |  |  | USD | 240 | 240 | Q2 2018 | 2018-310 | USD | 240 | 240
V058 | W1-16GC0087 | Load Box | Chroma | S14-03 | 7322783 | 12 | 2018-03-13 | 2019-03-13 | Mar | BESTLABS | SGD | 100 | 80 | Venture (LC) |  | Venture |  |  | Venture |  |  | SGD | 100 | 80 | Q2 2018 | 2018-310 | SGD | 100 | 80
V059 | W1-16GC0088 | Load Box | Chroma | S14-03 | 7322786 | 12 | 2019-03-11 | 2020-03-10 | Mar | BESTLABS | SGD | 100 | 80 | Venture (LC) |  | Venture |  |  | Venture | 2019-05-08 | 2019-220 | SGD | 100 | 80 | Q2 2018 | 2018-310 | SGD | 100 | 80
V060 | W1-16GC0089 | Load Box | Chroma | S14-03 | 14354687 | 12 | 2019-03-15 | 2019-03-14 | Mar | BESTLABS | SGD | 100 | 80 | Venture (LC) |  | Venture |  |  | Venture | 2019-05-08 | 2019-220 | SGD | 100 | 80 | Q2 2018 | 2018-310 | SGD | 100 | 80
V061 | W1-16GC0090 | Load Box | Chroma | S14-03 | 14354682 | 12 | 2019-03-11 | 2020-03-10 | Mar | BESTLABS | SGD | 100 | 80 | Venture (LC) |  | Venture |  |  | Venture | 2019-05-08 | 2019-220 | SGD | 100 | 80 | Q2 2018 | 2018-310 | SGD | 100 | 80
V062 | W1-16GC0091 | Load Box | Chroma | S14-03 | 14354698 | 12 | 2019-03-15 | 2020-03-14 | Mar | BESTLABS | SGD | 100 | 80 | Venture (LC) |  | Venture |  |  | Venture | 2019-05-08 | 2019-220 | SGD | 100 | 80 | Q2 2018 | 2018-310 | SGD | 100 | 80
V063 | W1-17GC0122 | Pat and Flash Tester | Seaward Electronic | CLARE HAL 104 | 34J-0747 | 12 | 2019-08-13 | 2020-08-13 | Aug | Micro Precision | USD | 432 | 432 | Venture (MS) |  | Venture |  |  | Venture | 2019-09-27 | 2019-448 | USD | 432 | 432 | Q3 2018 | 2018-527 | USD | 432 | 432
V064 | W1-18GC0150 | Insulation Tester | Megger | MIT400 | 0703071132 | 12 | 2019-11-06 | 2020-11-06 | Nov | Micro Precision | USD | 180 | 180 | Venture (MS) |  | Venture | 2020-01-08 | 2020-012 | Venture | 2020-01-08 |  | USD | 180 | 180 | Q4 2018 | 2018-579 | USD | 180 | 180
V065 | PWAT-18GC0049 | DC POWER SUPPLY | TDK Lambda | GENH30-25 | 97019 | 12 | 2019-02-21 | 2020-02-21 | Feb | Micro Precision | USD | 160 | 160 | Venture PCBA (MS) | New Equipment & without previous cal report, will be update the calibration house & calibration price once calibrate done on Feb-2019 | Venture |  |  | Venture | 2019-03-22 | 2019-174 | USD | 160 | 160 | NA | NA | TBA
V066 | PWAT-18GC0050 | DC POWER SUPPLY | TDK Lambda | GENH30-25 | 97020 | 12 | 2019-02-21 | 2020-02-21 | Feb | Micro Precision | USD | 160 | 160 | Venture PCBA (MS) | New Equipment & without previous cal report, will be update the calibration house & calibration price once calibrate done on Feb-2019 | Venture |  |  | Venture | 2019-03-22 | 2019-174 | USD | 160 | 160 | NA | NA | TBA
V067 | PWAT-18GC0051 | DC POWER SUPPLY | TDK Lambda | GENH60-12.5 | 97015 | 12 | 2019-02-21 | 2020-02-21 | Feb | Micro Precision | USD | 160 | 160 | Venture PCBA (MS) | New Equipment & without previous cal report, will be update the calibration house & calibration price once calibrate done on Feb-2019 | Venture |  |  | Venture | 2019-03-22 | 2019-174 | USD | 160 | 160 | NA | NA | TBA
V068 | PWAT-18GC0052 | DC POWER SUPPLY | TDK Lambda | GENH60-12.5 | 97016 | 12 | 2019-02-21 | 2020-02-21 | Feb | Micro Precision | USD | 160 | 160 | Venture PCBA (MS) | New Equipment & without previous cal report, will be update the calibration house & calibration price once calibrate done on Feb-2019 | Venture |  |  | Venture | 2019-03-22 | 2019-174 | USD | 160 | 160 | NA | NA | TBA
V069 | PWAT-18GC0053 | DC POWER SUPPLY | TDK Lambda | GENH60-12.5 | 97017 | 12 | 2019-02-21 | 2020-02-21 | Feb | Micro Precision | USD | 160 | 160 | Venture PCBA (MS) | New Equipment & without previous cal report, will be update the calibration house & calibration price once calibrate done on Feb-2019 | Venture |  |  | Venture | 2019-03-22 | 2019-174 | USD | 160 | 160 | NA | NA | TBA
V070 | PWAT-18GC0054 | DC POWER SUPPLY | TDK Lambda | GENH60-12.5 | 97018 | 12 | 2019-02-21 | 2020-02-21 | Feb | Micro Precision | USD | 160 | 160 | Venture PCBA (MS) | New Equipment & without previous cal report, will be update the calibration house & calibration price once calibrate done on Feb-2019 | Venture |  |  | Venture | 2019-03-22 | 2019-174 | USD | 160 | 160 | NA | NA | TBA
V071 | PWAT-18GC0055 | DC ELECTRONIC LOAD | Chroma | 63103A | 97010 | 12 | 2019-02-21 | 2020-02-21 | Feb | Micro Precision | USD | 240 | 240 | Venture PCBA (MS) | New Equipment & without previous cal report, will be update the calibration house & calibration price once calibrate done on Feb-2019 | Venture |  |  | Venture | 2019-03-22 | 2019-174 | USD | 240 | 240 | NA | NA | TBA
V072 | PWAT-18GC0056 | DC ELECTRONIC LOAD | Chroma | 63103A | 97011 | 12 | 2019-02-21 | 2020-02-21 | Feb | Micro Precision | USD | 240 | 240 | Venture PCBA (MS) | New Equipment & without previous cal report, will be update the calibration house & calibration price once calibrate done on Feb-2019 | Venture |  |  | Venture | 2019-03-22 | 2019-174 | USD | 240 | 240 | NA | NA | TBA
V073 | PWAT-18GC0057 | DC ELECTRONIC LOAD | Chroma | 63103A | 97012 | 12 | 2019-02-21 | 2020-02-21 | Feb | Micro Precision | USD | 240 | 240 | Venture PCBA (MS) | New Equipment & without previous cal report, will be update the calibration house & calibration price once calibrate done on Feb-2019 | Venture |  |  | Venture | 2019-03-22 | 2019-174 | USD | 240 | 240 | NA | NA | TBA
V074 | PWAT-18GC0058 | DC ELECTRONIC LOAD | Chroma | 63103A | 97013 | 12 | 2019-02-21 | 2020-02-21 | Feb | Micro Precision | USD | 240 | 240 | Venture PCBA (MS) | New Equipment & without previous cal report, will be update the calibration house & calibration price once calibrate done on Feb-2019 | Venture |  |  | Venture | 2019-03-22 | 2019-174 | USD | 240 | 240 | NA | NA | TBA
V075 | PWAT-18GC0059 | 6 1/2 DIGITAL MULTIMETER | Agilent Technologies | 34411A | 97025 | 12 | 2019-02-21 | 2020-02-21 | Feb | Micro Precision | USD | 144 | 144 | Venture PCBA (MS) | New Equipment & without previous cal report, will be update the calibration house & calibration price once calibrate done on Feb-2019 | Venture |  |  | Venture | 2019-03-22 | 2019-174 | USD | 144 | 144 | NA | NA | TBA
V076 | PWAT-18GC0060 | 20 MHZ FUNCTION/ARBITRARY WAVEFORM GENERATOR | Agilent Technologies | 33220A | 97026 | 12 | 2019-02-21 | 2020-02-21 | Feb | Micro Precision | USD | 250 | 250 | Venture PCBA (MS) | New Equipment & without previous cal report, will be update the calibration house & calibration price once calibrate done on Feb-2019 | Venture |  |  | Venture | 2019-03-22 | 2019-174 | USD | 250 | 250 | NA | NA | TBA
V077 | PWAT-18GC0061 | DIGITAL PHOSPOR OSCILLOSCOPE | Tektronix | TDS 3054C | 97024 | 12 | 2019-02-21 | 2020-02-21 | Feb | Micro Precision | USD | 200 | 200 | Venture PCBA (MS) | New Equipment & without previous cal report, will be update the calibration house & calibration price once calibrate done on Feb-2019 | Venture |  |  | Venture | 2019-03-22 | 2019-174 | USD | 200 | 200 | NA | NA | TBA
V078 | PWAT-18GC0062 | Prog Resistor | Marvin Test Solution | GX1164 | 97014 | 12 | 2019-03-05 | 2020-03-05 | Mar | Micro Precision | USD | 185 | 185 | Venture PCBA (MS) | New Equipment & without previous cal report, will be update the calibration house & calibration price once calibrate done on Feb-2019 | Venture |  |  | Venture | 2019-05-08 | 2019-220 | USD | 185 | 185 | NA | NA | TBA
V079 | PWAT-18GC0063 | Multifunction DAQ | National Instruments | NI PXI-6229 | 97021 | 12 | 2019-02-21 | 2020-02-21 | Feb | Micro Precision | USD | 270 | 270 | Venture PCBA (MS) | New Equipment & without previous cal report, will be update the calibration house & calibration price once calibrate done on Feb-2019 | Venture |  |  | Venture | 2019-03-22 | 2019-174 | USD | 270 | 270 | NA | NA | TBA
V080 | PWAT-18GC0064 | Multifunction DAQ | National Instruments | NI PXI-6229 | 97022 | 12 | 2019-02-21 | 2020-02-21 | Feb | Micro Precision | USD | 270 | 270 | Venture PCBA (MS) | New Equipment & without previous cal report, will be update the calibration house & calibration price once calibrate done on Feb-2019 | Venture |  |  | Venture | 2019-03-22 | 2019-174 | USD | 270 | 270 | NA | NA | TBA
V081 | PWAT-18GC0065 | Power SMU | National Instruments | NI PXI-4130 | 97023 | 12 | 2019-02-21 | 2020-02-21 | Feb | Micro Precision | USD | 270 | 270 | Venture PCBA (MS) | New Equipment & without previous cal report, will be update the calibration house & calibration price once calibrate done on Feb-2019 | Venture |  |  | Venture | 2019-03-22 | 2019-174 | USD | 270 | 270 | NA | NA | TBA
V082 | PWAT-16GC0001 | DC Electronic Load mainframe | Hewlett Packard | 6050A | 3312A02661 | 12 | 2019-05-02 | 2020-05-02 | May | Micro Precision | USD | 0 | 0 | Venture PCBA (LC) | Waters USA Consign equipment mainframe for verify only. | Venture |  |  | Venture |  |  | USD | 0 | 0 | NA | NA | USD | 0 | 0
V083 | PWAT-16GC0032 | MPS MAINFRAME | Hewlett Packard | 66000A | US35221282 | 12 | 2019-05-02 | 2020-05-02 | May | Micro Precision | USD | 0 | 0 | Venture PCBA (LC) | Waters USA Consign equipment mainframe for verify only. | Venture |  |  | Venture |  |  | USD | 0 | 0 | NA | NA | USD | 0 | 0
V084 | PWAT-16GC0037 | Prog. Resistance Card | Geotest | GX1164-01 | 435110 | 24 | 2019-04-16 | 2021-04-16 | Apr | ESSCO | USD | 185 | 185 | Venture PCBA (LC) | Waters will consigned another card for replacement and will collect back the current due item and send for cailbration | Venture |  |  | Venture | 2019-06-07 | 2019-253 | USD | 185 | 185 | NA | NA | USD | 0 | 0
V085 | W1-17GC0095 | Leak Detector | Leybold | PhoenixL 300i | 90001301209 | 15 | 2019-07-01 | 2020-07-01 | Jul | Leybold | SGD | 3513.02 | 2634.77 | Venture (MS) | Venture will informed Waters to arrange Supplier come for onsite calibration and Waters will pay directly to Supplier | Venture |  |  | Venture |  |  | SGD | 3513.02 | 2634.77 | NA | 2018-567 | SGD | 3513.02 | 2634.77
V086 | W1-16GC0001 | Acquity SDS Automated Test Station | Waters | NA | TE82943-20 | 12 | 2018-10-10 | 2019-10-10 | Oct | Venture Internal | USD | 0 | 0 | Venture (LC) |  | Venture |  |  | Venture |  |  | USD | 0 | 0 | NA | NA | USD | 0 | 0
V087 | W1-16GC0003 | TUV Detector | Waters | 186015031 | G15TUV600A (ID#92110) | 12 | 2018-10-10 | 2019-10-10 | Oct | Venture Internal | USD | 0 | 0 | Venture (LC) |  | Venture |  |  | Venture |  |  | USD | 0 | 0 | NA | NA | USD | 0 | 0
V088 | W1-16GC0004 | Acquity SDS Automated Test Station | Waters | NA | TE82943-19 | 12 | 2018-10-12 | 2019-10-12 | Oct | Venture Internal | USD | 0 | 0 | Venture (LC) |  | Venture |  |  | Venture |  |  | USD | 0 | 0 | NA | NA | USD | 0 | 0
V089 | W1-16GC0006 | TUV Detector | Waters | 186015031 | G15TUV599A (ID#92099) | 12 | 2018-10-12 | 2019-10-12 | Oct | Venture Internal | USD | 0 | 0 | Venture (LC) |  | Venture |  |  | Venture |  |  | USD | 0 | 0 | NA | NA | USD | 0 | 0
V090 | W1-16GC0007 | Acquity SDS Automated Test Station | Waters | NA | TE82943-21 | 12 | 2018-10-11 | 2019-10-11 | Oct | Venture Internal | USD | 0 | 0 | Venture (LC) |  | Venture |  |  | Venture |  |  | USD | 0 | 0 | NA | NA | USD | 0 | 0
V091 | W1-16GC0009 | TUV Detector | Waters | 186015031 | G15TUV601A (ID#92098) | 12 | 2018-10-11 | 2019-10-11 | Oct | Venture Internal | USD | 0 | 0 | Venture (LC) |  | Venture |  |  | Venture |  |  | USD | 0 | 0 | NA | NA | USD | 0 | 0
V092 | W1-16GC0010 | Acquity SDS Automated Test Station | Waters | NA | TE82943-22 | 12 | 2018-10-12 | 2019-10-12 | Oct | Venture Internal | USD | 0 | 0 | Venture (LC) |  | Venture |  |  | Venture |  |  | USD | 0 | 0 | NA | NA | USD | 0 | 0
V093 | W1-16GC0012 | TUV Detector | Waters | 186015031 | G15TUV584A (ID#92096) | 12 | 2018-10-12 | 2019-10-12 | Oct | Venture Internal | USD | 0 | 0 | Venture (LC) |  | Venture |  |  | Venture |  |  | USD | 0 | 0 | NA | NA | USD | 0 | 0
V094 | W1-16GC0013 | Acquity SDS Automated Test Station | Waters | NA | TE82943-1 | 12 | 2018-10-11 | 2019-10-11 | Oct | Venture Internal | USD | 0 | 0 | Venture (LC) |  | Venture |  |  | Venture |  |  | USD | 0 | 0 | NA | NA | USD | 0 | 0
V095 | W1-16GC0015 | TUV Detector | Waters | 800000204 | A09UPT639R (ID#93062) | 12 | 2018-10-11 | 2019-10-11 | Oct | Venture Internal | USD | 0 | 0 | Venture (LC) |  | Venture |  |  | Venture |  |  | USD | 0 | 0 | NA | NA | USD | 0 | 0
V096 | W1-16GC0020 | Electrical Safety Analyzer | Chroma | 19032 | 19032G400264 (ID#93467) | 12 | 2019-07-10 | 2020-07-10 | Jul | Venture Internal | USD | 240 | 240 | Venture (LC) |  | Venture |  |  | Venture | 2019-08-30 | 2019-388 | USD | 240 | 240 | NA | NA | USD | 0 | 0
V097 | W1-16GC0021 | Electrical Safety Analyzer | QuadTech | Guardian 6000 | 7312754 (ID#91356) | 12 | 2018-11-08 | 2019-11-08 | Nov | Venture Internal | USD | 0 | 0 | Venture (LC) |  | Venture |  |  | Venture |  |  | USD | 0 | 0 | NA | NA | USD | 0 | 0
V099 | W1-16GC0023 | Electrical Safety Analyzer | QuadTech | 6000 Plus | 11173729 (ID#91890) | 12 | 2019-03-05 | 2020-03-05 | Mar | Venture Internal | USD | 0 | 0 | Venture (LC) |  | Venture |  |  | Venture |  |  | USD | 0 | 0 | NA | NA | USD | 0 | 0
V100 | W1-16GC0024 | 515 HPLC PUMP | Waters | WAT207000 | D11515058A | 12 | 2019-03-27 | 2020-03-27 | Mar | Venture Internal | USD | 0 | 0 | Venture (LC) |  | Venture |  |  | Venture |  |  | USD | 0 | 0 | NA | NA | USD | 0 | 0
V101 | W1-16GC0025 | 515 HPLC PUMP | Waters | WAT207000 | D11515059A | 12 | 2019-03-27 | 2020-03-27 | Mar | Venture Internal | USD | 0 | 0 | Venture (LC) |  | Venture |  |  | Venture |  |  | USD | 0 | 0 | NA | NA | USD | 0 | 0
V102 | W1-16GC0026 | 1525 Binary HPLC Pump | Waters | 800000146 | C0925P516R | 12 | 2018-05-03 | 2019-05-03 | May | Flex | SGD | 655.35 | 481.2 | Venture (LC) |  | Flex |  |  | Flex |  |  | SGD | 655.35 | 481.2 | 1H 2018 | 2018-309 | SGD | 655.35 | 481.2
V103 | W1-16GC0027 | 1525 Binary HPLC Pump | Waters | 800000146 | G0925P662R | 12 | 2018-05-10 | 2019-05-10 | May | Flex | SGD | 655.35 | 481.2 | Venture (LC) |  | Flex |  |  | Flex |  |  | SGD | 655.35 | 481.2 | 1H 2018 | 2018-309 | SGD | 655.35 | 481.2
V104 | W1-16GC0028 | Actuator Homing Box | Waters | NA | TE83076-1 | 12 | 2018-10-29 | 2019-10-29 | Oct | Venture Internal | USD | 0 | 0 | Venture (LC) |  | Venture |  |  | Venture |  |  | USD | 0 | 0 | NA | NA | USD | 0 | 0
V105 | W1-16GC0029 | I-Class BSM | Waters | 800000240 | B08UPB497R (ID#91968) | 12 | 2018-10-05 | 2019-10-05 | Oct | Venture Internal | USD | 0 | 0 | Venture (LC) |  | Venture |  |  | Venture |  |  | USD | 0 | 0 | NA | NA | USD | 0 | 0
V106 | W1-16GC0030 | ACQUITY UPLC CM-A | Waters | 186015043 | D11CMP976N (ID#82516) | 12 | 2018-10-05 | 2019-10-05 | Oct | Venture Internal | USD | 0 | 0 | Venture (LC) |  | Venture |  |  | Venture |  |  | USD | 0 | 0 | NA | NA | USD | 0 | 0
V107 | W1-16GC0031 | UPLC TUV Detector | Waters | 800000204 | A10UPT391R (ID#91844) | 12 | 2018-10-05 | 2019-10-05 | Oct | Flex | SGD | 315.23 | 230.94 | Venture (LC) |  | Flex |  |  | Flex |  |  | SGD | 315.23 | 230.94 | Q3 2018 | 2019-017 | SGD | 315.23 | 230.94
V108 | W1-16GC0032 | I-Class BSM | Waters | 800000240 | A11UPB494R (ID#91967) | 12 | 2018-10-07 | 2019-10-07 | Oct | Venture Internal | USD | 0 | 0 | Venture (LC) |  | Venture |  |  | Venture |  |  | USD | 0 | 0 | NA | NA | USD | 0 | 0
V109 | W1-16GC0033 | ACQUITY UPLC CM-A | Waters | 186015043 | D11CMP975N (ID#82517) | 12 | 2018-10-05 | 2019-10-05 | Oct | Venture Internal | USD | 0 | 0 | Venture (LC) |  | Venture |  |  | Venture |  |  | USD | 0 | 0 | NA | NA | USD | 0 | 0
V110 | W1-16GC0034 | UPLC TUV Detector | Waters | 800000204 | A10UPT477R (ID#91847) | 12 | 2018-10-05 | 2019-10-05 | Oct | Flex | SGD | 315.23 | 230.94 | Venture (LC) |  | Flex |  |  | Flex |  |  | SGD | 315.23 | 230.94 | Q3 2018 | 2019-017 | SGD | 315.23 | 230.94
V111 | W1-16GC0035 | I-Class BSM | Waters | 186015000 | E09UPB549R (ID#82514) | 12 | 2018-10-12 | 2019-10-12 | Oct | Venture Internal | USD | 0 | 0 | Venture (LC) |  | Venture |  |  | Venture |  |  | USD | 0 | 0 | NA | NA | USD | 0 | 0
V112 | W1-16GC0036 | ACQUITY UPLC CM-A | Waters | 186015043 | D11CMP980N (ID#82518) | 12 | 2018-10-10 | 2019-10-10 | Oct | Venture Internal | USD | 0 | 0 | Venture (LC) |  | Venture |  |  | Venture |  |  | USD | 0 | 0 | NA | NA | USD | 0 | 0
V113 | W1-16GC0037 | UPLC TUV Detector | Waters | 800000204 | L09UPT295R (ID#91854) | 12 | 2018-10-10 | 2019-10-10 | Oct | Flex | SGD | 367.24 | 269.04 | Venture (LC) |  | Flex |  |  | Flex |  |  | SGD | 367.24 | 269.04 | Q3 2018 | 2019-017 | SGD | 367.24 | 269.04
V114 | W1-16GC0038 | I-Class BSM | Waters | 186015000 | L10UPB377R (ID#82515) | 12 | 2018-10-11 | 2019-10-11 | Oct | Venture Internal | USD | 0 | 0 | Venture (LC) |  | Venture |  |  | Venture |  |  | USD | 0 | 0 | NA | NA | USD | 0 | 0
V115 | W1-16GC0039 | ACQUITY UPLC CM-A | Waters | 186015043 | D11CMP978N (ID#82519) | 12 | 2018-10-10 | 2019-10-10 | Oct | Venture Internal | USD | 0 | 0 | Venture (LC) |  | Venture |  |  | Venture |  |  | USD | 0 | 0 | NA | NA | USD | 0 | 0
V116 | W1-16GC0040 | UPLC TUV Detector | Waters | 800000204 | B10UPT530R (ID#91850) | 12 | 2018-10-09 | 2019-10-09 | Oct | Flex | SGD | 315.23 | 230.94 | Venture (LC) |  | Flex |  |  | Flex |  |  | SGD | 315.23 | 230.94 | Q3 2018 | 2019-017 | SGD | 315.23 | 230.94
V117 | W1-16GC0041 | I-Class BSM | Waters | 186015000 | G09UPB973R (ID#91846) | 12 | 2019-01-02 | 2020-01-02 | Jan | Venture Internal | USD | 0 | 0 | Venture (LC) |  | Venture |  |  | Venture |  |  | USD | 0 | 0 | NA | NA | USD | 0 | 0
V118 | W1-16GC0042 | ACQUITY UPLC CM-A | Waters | 186015043 | D11CMP922N (ID#82512) | 12 | 2017-12-29 | 2018-12-29 | Dec | Venture Internal | USD | 0 | 0 | Venture (LC) |  | Venture |  |  | Venture |  |  | USD | 0 | 0 | NA | NA | USD | 0 | 0
V119 | W1-16GC0043 | UPLC TUV Detector | Waters | 800000204 | A09UPT635R (ID#91404) | 12 | 2019-01-05 | 2020-01-05 | Jan | Flex | SGD | 486.77 | 358 | Venture (LC) |  | Flex |  |  | Flex | 2019-03-26 | 2019-148 | SGD | 486.77 | 358 | 1H 2018 | 2018-309 | SGD | 331.54 | 243.44
V120 | W1-16GC0044 | I-Class BSM | Waters | 186015000 | G09UPB976R (ID#91849) | 12 | 2017-12-30 | 2018-12-30 | Dec | Venture Internal | USD | 0 | 0 | Venture (LC) |  | Venture |  |  | Venture |  |  | USD | 0 | 0 | NA | NA | USD | 0 | 0
V121 | W1-16GC0045 | ACQUITY UPLC CM-A | Waters | 186015043 | D11CMP973N (ID#82510) | 12 | 2017-12-29 | 2018-12-29 | Dec | Venture Internal | USD | 0 | 0 | Venture (LC) |  | Venture |  |  | Venture |  |  | USD | 0 | 0 | NA | NA | USD | 0 | 0
V122 | W1-16GC0046 | UPLC TUV Detector | Waters | 186015028 | G05UPT009N (ID#91405) | 12 | 2019-01-14 | 2020-01-14 | Jan | Flex | SGD | 621.11 | 456.8 | Venture (LC) |  | Flex |  |  | Flex | 2019-03-26 | 2019-148 | SGD | 621.11 | 456.8 | 1H 2018 | 2018-309 | SGD | 331.54 | 243.44
V123 | W1-16GC0047 | I-Class BSM | Waters | 186015000 | J10UPB055R (ID#91855) | 12 | 2017-12-31 | 2018-12-31 | Dec | Venture Internal | USD | 0 | 0 | Venture (LC) |  | Venture |  |  | Venture |  |  | USD | 0 | 0 | NA | NA | USD | 0 | 0
V124 | W1-16GC0048 | ACQUITY UPLC CM-A | Waters | 186015043 | D11CMP924N (ID#82513) | 12 | 2017-12-29 | 2018-12-29 | Dec | Venture Internal | USD | 0 | 0 | Venture (LC) |  | Venture |  |  | Venture |  |  | USD | 0 | 0 | NA | NA | USD | 0 | 0
V125 | W1-16GC0049 | ACQUITY UPLC TUV Detector | Waters | 186015031 | F10TUV144A (ID#91484) | 12 | 2018-01-15 | 2019-01-15 | Jan | Flex | SGD | 357.83 | 263.17 | Venture (LC) |  | Flex |  |  | Flex | 2019-03-26 | 2019-148 | SGD | 357.83 | 263.17 | 1H 2018 | 2018-309 | SGD | 898.93 | 660.06
V126 | W1-16GC0050 | I-Class BSM | Waters | 186015000 | G09UPB980R (ID#91852) | 12 | 2019-01-04 | 2020-01-04 | Jan | Venture Internal | USD | 0 | 0 | Venture (LC) |  | Venture |  |  | Venture |  |  | USD | 0 | 0 | NA | NA | USD | 0 | 0
V127 | W1-16GC0051 | ACQUITY UPLC CM-A | Waters | 186015043 | D11CMP983N (ID#82511) | 12 | 2017-12-29 | 2018-12-29 | Dec | Venture Internal | USD | 0 | 0 | Venture (LC) |  | Venture |  |  | Venture |  |  | USD | 0 | 0 | NA | NA | USD | 0 | 0
V128 | W1-16GC0052 | ACQUITY UPLC TUV Detector | Waters | 186015031 | F10TUV143A (ID#91483) | 12 | 2018-01-11 | 2019-01-11 | Jan | Flex | SGD | 340.02 | 250.07 | Venture (LC) |  | Flex |  |  | Flex | 2019-03-26 | 2019-148 | SGD | 340.02 | 250.07 | 1H 2018 | 2018-309 | SGD | 765.35 | 561.97
V129 | W1-16GC0053 | BSM | Waters | 800000240 | F08UPB669R | 12 | 2019-04-08 | 2020-04-08 | Apr | Waters | USD | 0 | 0 | Venture (LC) |  | Venture |  |  | Venture |  |  | USD | 0 | 0 | ? | ? | USD
V130 | W1-16GC0054 | SM | Waters | 800000277 | F08UPA229R | 12 | 2019-04-08 | 2020-04-08 | Apr | Waters | USD | 0 | 0 | Venture (LC) |  | Venture |  |  | Venture |  |  | USD | 0 | 0 | ? | ? | USD
V131 | W1-16GC0055 | TUV Detector | Waters | 800000204 | G08UPT373R | 12 | 2019-04-08 | 2020-04-08 | Apr | Waters | USD | 0 | 0 | Venture (LC) |  | Venture |  |  | Venture |  |  | USD | 0 | 0 | ? | ? | USD
V132 | W1-16GC0056 | Column Manager Aux | Waters | 186015049 | C11CMX315N | 12 | 2019-09-03 | 2020-09-03 | Sep | Venture Internal | USD | 0 | 0 | Venture (LC) |  | Venture |  |  | Venture | 2019-10-29 | NA | USD | 0 | 0 | NA | NA | USD | 0 | 0
V133 | W1-16GC0057 | Column Manager | Waters | 186010543 | A11CMP554N | 12 | 2019-09-03 | 2020-09-03 | Sep | Venture Internal | USD | 0 | 0 | Venture (LC) |  | Venture |  |  | Venture | 2019-10-29 | NA | USD | 0 | 0 | NA | NA | USD | 0 | 0
V134 | W1-16GC0058 | Column Manager Aux | Waters | 186015049 | M11CMX180G | 12 | 2019-09-04 | 2020-09-04 | Sep | Venture Internal | USD | 0 | 0 | Venture (LC) |  | Venture |  |  | Venture | 2019-10-29 | NA | USD | 0 | 0 | NA | NA | USD | 0 | 0
V135 | W1-16GC0059 | Column Manager | Waters | 186015043 | B12CMP296G | 12 | 2019-09-04 | 2020-09-04 | Sep | Venture Internal | USD | 0 | 0 | Venture (LC) |  | Venture |  |  | Venture | 2019-10-29 | NA | USD | 0 | 0 | NA | NA | USD | 0 | 0
V136 | W1-16GC0060 | UPLC TUV Detector | Waters | 186015031 | G15TUV597A (ID#92097) | 12 | 2018-10-12 | 2019-10-12 | Oct | Venture Internal | USD | 0 | 0 | Venture (LC) |  | Venture |  |  | Venture |  |  | USD | 0 | 0 | NA | NA | USD | 0 | 0
V137 | W1-16GC0061 | CPSM Metering Syringe Tester | Waters | LAC/E 32 | TE83006-2 | 12 | 2018-12-28 | 2019-12-28 | Dec | Venture Internal | USD | 0 | 0 | Venture (LC) |  | Venture |  |  | Venture |  |  | USD | 0 | 0 | NA | NA | USD | 0 | 0
V138 | W1-16GC0062 | RTZ TESTER-2 | Waters | NA | TE82995-2 | 12 | 2019-01-11 | 2020-01-11 | Jan | Venture Internal | USD | 0 | 0 | Venture (LC) |  | Venture |  |  | Venture |  |  | USD | 0 | 0 | NA | NA | USD | 0 | 0
V139 | W1-16GC0063 | RTZ TESTER-3 | Waters | NA | TE82995-3 | 12 | 2019-01-11 | 2020-01-11 | Jan | Venture Internal | USD | 0 | 0 | Venture (LC) |  | Venture |  |  | Venture |  |  | USD | 0 | 0 | NA | NA | USD | 0 | 0
V140 | W1-16GC0064 | FTN BEZEL TESTER | Waters | NA | TE83084-2 | 12 | 2019-08-28 | 2020-08-28 | Aug | Venture Internal | USD | 0 | 0 | Venture (LC) |  | Venture |  |  | Venture | 2019-09-27 |  | USD | 0 | 0 | NA | NA | USD | 0 | 0
V141 | W1-16GC0065 | Alliance Column Heater/Cooler | Waters | LAC/E 32 | TE82774-2 | 12 | 2018-10-15 | 2019-10-15 | Oct | Venture Internal | USD | 0 | 0 | Venture (LC) |  | Venture |  |  | Venture |  |  | USD | 0 | 0 | NA | NA | USD | 0 | 0
V142 | W1-16GC0066 | Alliance Column Heater/Cooler | Waters | LAC/E 32 | TE82774-3 | 12 | 2018-10-15 | 2019-10-15 | Oct | Venture Internal | USD | 0 | 0 | Venture (LC) |  | Venture |  |  | Venture |  |  | USD | 0 | 0 | NA | NA | USD | 0 | 0
V143 | W1-16GC0067 | Acquity SDS Automated Test Station | Waters | NA | TE82943-24 | 12 | 2018-10-15 | 2019-10-15 | Oct | Venture Internal | USD | 0 | 0 | Venture (LC) |  | Venture |  |  | Venture |  |  | USD | 0 | 0 | NA | NA | USD | 0 | 0
V144 | W1-16GC0092 | Temperature Control Module ll Final Tester | Waters | NA | TE82818 | 12 | 2018-12-28 | 2019-12-28 | Dec | Venture Internal | USD | 0 | 0 | Venture (LC) |  | Venture |  |  | Venture |  |  | USD | 0 | 0 | NA | NA | USD | 0 | 0
V145 | W1-17GC0094 | 600 Controller Tester | Waters | N/A | TE82824 | 12 | 2018-12-28 | 2019-12-28 | Dec | Venture Internal | USD | 0 | 0 | Venture (LC) |  | Venture |  |  | Venture |  |  | USD | 0 | 0 | NA | NA | USD | 0 | 0
V146 | W1-17GC0097 | Lamp Alignment Station | Waters | LAC/E 32 | TE83029-1 | 12 | 2018-12-28 | 2019-12-28 | Dec | Venture Internal | USD | 0 | 0 | Venture (LC) |  | Venture |  |  | Venture |  |  | USD | 0 | 0 | NA | NA | USD | 0 | 0
V147 | W1-17GC0098 | FLR Optics Bench Alignment Station | Waters | LAC/E 32 | TE83032-1 | 12 | 2018-12-28 | 2019-12-28 | Dec | Venture Internal | USD | 0 | 0 | Venture (LC) |  | Venture |  |  | Venture |  |  | USD | 0 | 0 | NA | NA | USD | 0 | 0
V148 | W1-17GC0099 | 2475 Optics Bench Alignment Station | Waters | LAC/E 32 | TE83031-1 | 12 | 2018-12-28 | 2019-12-28 | Dec | Venture Internal | USD | 0 | 0 | Venture (LC) |  | Venture |  |  | Venture |  |  | USD | 0 | 0 | NA | NA | USD | 0 | 0
V149 | W1-17GC0100 | Detector Firmware & Serial Number Download Station | Waters | LAC/E 32 | TE82757 | 12 | 2018-12-28 | 2019-12-28 | Dec | Venture Internal | USD | 0 | 0 | Venture (LC) |  | Venture |  |  | Venture |  |  | USD | 0 | 0 | NA | NA | USD | 0 | 0
V150 | W1-17GC0101 | Detector Final Test Station | Waters | LAC/E 32 | TE82760-4 | 12 | 2018-06-13 | 2019-06-13 | Jun | Venture Internal | USD | 0 | 0 | Venture (LC) |  | Venture |  |  | Venture |  |  | USD | 0 | 0 | NA | NA | USD | 0 | 0
V151 | W1-17GC0102 | Detector Final Test Station | Waters | LAC/E 32 | TE82760-5 | 12 | 2018-06-13 | 2019-06-13 | Jun | Venture Internal | USD | 0 | 0 | Venture (LC) |  | Venture |  |  | Venture |  |  | USD | 0 | 0 | NA | NA | USD | 0 | 0
V152 | W1-17GC0103 | Column Manager Test System, Empower Work Station | Waters | LAC/E 32 | TE82984-1 | 12 | 2018-06-13 | 2019-06-13 | Jun | Venture Internal | USD | 0 | 0 | Venture (LC) |  | Venture |  |  | Venture |  |  | USD | 0 | 0 | NA | NA | USD | 0 | 0
V153 | W1-17GC0104 | Column Manager Empower Work Station | Waters | LAC/E 32 | TE82987-1 | 12 | 2018-06-13 | 2019-06-13 | Jun | Venture Internal | USD | 0 | 0 | Venture (LC) |  | Venture |  |  | Venture |  |  | USD | 0 | 0 | NA | NA | USD | 0 | 0
V154 | W1-17GC0105 | Acquity CMA Test Station | Waters | LENOVO | TE83026-1 | 12 | 2019-09-04 | 2020-09-04 | Sep | Venture Internal | USD | 0 | 0 | Venture (LC) |  | Venture |  |  | Venture | 2019-10-29 | NA | USD | 0 | 0 | NA | NA | USD | 0 | 0
V155 | W1-17GC0106 | Acquity CMA Test Station | Waters | LAC/E 32 | TE83026-2 | 12 | 2019-09-04 | 2020-09-04 | Sep | Venture Internal | USD | 0 | 0 | Venture (LC) |  | Venture |  |  | Venture | 2019-10-29 | NA | USD | 0 | 0 | NA | NA | USD | 0 | 0
V156 | W1-17GC0107 | PCM II Final Test Station | Waters | N/A | TE82817 | 12 | 2018-12-28 | 2019-12-28 | Dec | Venture Internal | USD | 0 | 0 | Venture (LC) |  | Venture |  |  | Venture |  |  | USD | 0 | 0 | NA | NA | USD | 0 | 0
V157 | W1-17GC0108 | Acquity HTCH Tester | Waters | LAC/E 32 | TE82956-2 | 12 | 2018-12-28 | 2019-12-28 | Dec | Venture Internal | USD | 0 | 0 | Venture (LC) |  | Venture |  |  | Venture |  |  | USD | 0 | 0 | NA | NA | USD | 0 | 0
V158 | W1-17GC0109 | High Temp Column Heater Test Station | Waters | LAC/E 32 | TE83013-1 | 12 | 2018-12-28 | 2019-12-28 | Dec | Venture Internal | USD | 0 | 0 | Venture (LC) |  | Venture |  |  | Venture |  |  | USD | 0 | 0 | NA | NA | USD | 0 | 0
V159 | W1-17GC0110 | High Temp Column Heater Test Station | Waters | LAC/E 32 | TE83013-2 | 12 | 2018-12-28 | 2019-12-28 | Dec | Venture Internal | USD | 0 | 0 | Venture (LC) |  | Venture |  |  | Venture |  |  | USD | 0 | 0 | NA | NA | USD | 0 | 0
V160 | W1-17GC0111 | 1500 Column Heater Final Test System | Waters | LENOVO | TE82723-3 | 12 | 2018-12-28 | 2019-12-28 | Dec | Venture Internal | USD | 0 | 0 | Venture (LC) |  | Venture |  |  | Venture |  |  | USD | 0 | 0 | NA | NA | USD | 0 | 0
V161 | W1-17GC0112 | Acquity CPSM Final Test System | Waters | LENOVO | TE83064-10 | 12 | 2018-10-10 | 2019-10-10 | Oct | Venture Internal | USD | 0 | 0 | Venture (LC) |  | Venture |  |  | Venture |  |  | USD | 0 | 0 | NA | NA | USD | 0 | 0
V162 | W1-17GC0113 | Acquity CPSM Final Test System | Waters | LENOVO | TE83064-11 | 12 | 2018-10-10 | 2019-10-10 | Oct | Venture Internal | USD | 0 | 0 | Venture (LC) |  | Venture |  |  | Venture |  |  | USD | 0 | 0 | NA | NA | USD | 0 | 0
V163 | W1-17GC0114 | Acquity CPSM Final Test System | Waters | LENOVO | TE83064-12 | 12 | 2018-10-13 | 2019-10-13 | Oct | Venture Internal | USD | 0 | 0 | Venture (LC) |  | Venture |  |  | Venture |  |  | USD | 0 | 0 | NA | NA | USD | 0 | 0
V164 | W1-17GC0115 | Acquity CPSM Final Test System | Waters | LENOVO | TE83064-13 | 12 | 2018-10-13 | 2019-10-13 | Oct | Venture Internal | USD | 0 | 0 | Venture (LC) |  | Venture |  |  | Venture |  |  | USD | 0 | 0 | NA | NA | USD | 0 | 0
V165 | W1-17GC0116 | Acquity CPSM Final Test System | Waters | LENOVO | TE83064-14 | 12 | 2019-01-16 | 2020-01-16 | Jan | Venture Internal | USD | 0 | 0 | Venture (LC) |  | Venture |  |  | Venture |  |  | USD | 0 | 0 | NA | NA | USD | 0 | 0
V166 | W1-17GC0117 | Acquity CPSM Final Test System | Waters | LENOVO | TE83064-15 | 12 | 2019-01-16 | 2020-01-16 | Jan | Venture Internal | USD | 0 | 0 | Venture (LC) |  | Venture |  |  | Venture |  |  | USD | 0 | 0 | NA | NA | USD | 0 | 0
V167 | W1-17GC0118 | Acquity CPSM Final Test System | Waters | LENOVO | TE83064-16 | 12 | 2017-12-28 | 2018-12-28 | Dec | Venture Internal | USD | 0 | 0 | Venture (LC) |  | Venture |  |  | Venture |  |  | USD | 0 | 0 | NA | NA | USD | 0 | 0
V168 | W1-17GC0119 | Acquity CPSM Final Test System | Waters | LENOVO | TE83064-17 | 12 | 2017-12-28 | 2018-12-28 | Dec | Venture Internal | USD | 0 | 0 | Venture (LC) |  | Venture |  |  | Venture |  |  | USD | 0 | 0 | NA | NA | USD | 0 | 0
V169 | W1-17GC0120 | Unit Serial Number Label Printer | Waters | LAC/E 32 | WATERSISNL1 | 12 | 2019-04-03 | 2020-04-03 | Apr | Venture Internal | USD | 0 | 0 | Venture (LC) |  | Venture |  |  | Venture |  |  | USD | 0 | 0 | NA | NA | USD | 0 | 0
V170 | W1-17GC0121 | Certificate Printer | Waters | LAC/E 32 | WATERSCOFP1 | 12 | 2019-04-03 | 2020-04-03 | Apr | Venture Internal | USD | 0 | 0 | Venture (LC) |  | Venture |  |  | Venture |  |  | USD | 0 | 0 | NA | NA | USD | 0 | 0
V171 | W1-19GC0152 | Pat and Flash Tester | Seaward Electronic | CLARE HAL 104 | 44K-0204 | 12 | 2019-11-06 | 2020-11-06 | Nov | Micro Precision | USD | 432 | 432 | Venture (MS) |  | Venture | 2020-01-08 | 2020-012 | Venture | 2020-01-08 | 2020-012 | USD | 432 | 432 | NA | NA | USD | 0 | 0
Note on J286: Jie Hui Ng: Month is based on column H
Note on P325: Jie Hui Ng: to be calibrated in Mar 19
Note on C371: Jie Hui Ng: amt to be charge by Flex
Note on C374: Jie Hui Ng: amt to be charge by Flex
Note on B390: Jie Hui Ng: no cost involved

## Pivot
Sum of Price Converted to USD | Column Labels
Row Labels | Jan | Feb | Mar | Apr | May | Jun | Jul | Aug | Sep | Oct | Nov | Dec | Grand Total
CEI | Column Labels Feb: 1017.11; Column Labels Mar: 480; Column Labels Apr: 75; Column Labels Aug: 3562.8 | 5134.91
Flex | 2443.58 | 1271.01 | 1254.32 | 1772.65 | 8555.85 | 960.74 | 2182.36 | 1863.76 | 1339.01 | 1181.64 | 1346.78 | 1965.15 | 26136.85
Venture | 734.4 | 3509 | 1630 | 0 | 2789.4 | 504 | 3908 | 432 | 3498.77 | 1484 | 1318 | 0 | 19807.57
(blank) | Column Labels Apr: 1303.48 | 1303.48
Micro Precision | Column Labels Apr: 3256 | 3256
Grand Total | 3177.98 | 5797.12 | 3364.32 | 6407.13 | 11345.25 | 1464.74 | 6090.36 | 5858.56 | 4837.78 | 2665.64 | 2664.78 | 1965.15 | 55638.81
Calibration + 10% markup | 3495.778 | 6376.832 | 3700.752 | 6591.895 | 12479.775 | 1611.214 | 6699.396 | 6444.416 | 5321.558 | 2932.204 | 2931.258 | 2161.665 | 60746.743
Flex cal claim other cost | Column Labels Jan: 391.906; Column Labels Feb: 640.578; Column Labels Mar: 96.316 | 1128.8
Venture cal claim other cost | Column Labels Jan: 365.54; Column Labels Feb: 187.7; Column Labels Mar: 194.02 | 747.26
Cal supplier claim other cost | Column Labels Apr: 800 | 800
| 757.446 | 828.278 | 290.336 | 800 | 0 | 0 | 0 | 0 | 0 | 0 | 0 | 0 | 2676.06
Crest - Key Point (SGD9,500) | 582.1078 | 582.1078 | 582.1078 | 582.1078 | 582.1078 | 582.1078 | 582.1078 | 582.1078 | 582.1078 | 582.1078 | 582.1078 | 582.1078 | 6985.2941
Crest - Key Point (SGD15,000) | 919.1176 | 919.1176 | 919.1176 | 919.1176 | 919.1176 | 919.1176 | 919.1176 | 919.1176 | 919.1176 | 919.1176 | 919.1176 | 919.1176 | 11029.4118
Total Calibration Cost | 5754.4495 | 8706.3355 | 5492.3135 | 8893.1205 | 13981.0005 | 3112.4395 | 8200.6215 | 7945.6415 | 6822.7835 | 4433.4295 | 4432.4835 | 3662.8905 | 81437.5089

## ADC
Note: (1) ADC may apply company's QMS procedure for calibration / verification / validation accepted by Waters in this form. (2) ADC shall conduct necessary revalidation / verification if the equipments require repairs or are relocated. (3) Any amendment to the form shall be updated in the footnote and notify Waters for signatory. | [10 empty] | * SN# 100 onwards are equipment which requires calibration and/or maintenance * SN# 200 onwards are electronics equipment * SN# 300 onwards are MHE, storage and office equipment |  |  |  |  | UPDATED ON : 13 Jan 20
S/N* | ASSET# | CEA# | PO# | EQUIPMENT ID/ SN | EQUIPMENT DESCRIPTION | MODEL | MANUFACTURER / DISTRIBUTOR | OWNER | EQUIPMENT LOCATION | *Validation/ Verification Required? Y/ N.A | PM/CAL Warranty/Contract Details | PM/CAL Interval | (PM) Periodic MaintenanceRequired Y/ N.A | (PM) Last MaintenanceDate | (PM) Next MaintenanceDate | (CAL) Calibration Required Y/ N.A | (CAL) Last Calibration Date | (CAL) Next Calibration Date | REMARKS
1 - MAINTENANCE / CALIBRATION - TEMPERATURE - STORING AND MONITORING EQUIPMENT
101 | N.A | N.A | N.A | 421-378-0053 ** Not in use | Dual Temperature Data Logger with LOGiT LLSU Logger Reader with USB interface (Used for Evermed) | LOGiT LTT | Supco / Zil Sci Pte Ltd | Waters | Warehouse | N.A | Calibration not required - Equipment not in use | Annually | N.A |  |  | Y - when required | 2016-07-07 | N.A | Temperature Range -46°C – 150°C
102 | N.A | N.A | 2014-194 | H284976 ** Not in use | Temperature Logger (Used for GE Profile) | SD200 | Extech / CE-Test & Measurement Pte Ltd | Waters | Warehouse | N.A | Calibration not required - Equipment not use for product storing equipment | Annually |  |  |  | Y - when required | 2016-12-07 | N.A
103 | 1000013 | CEAUSYD05006 | N.A | 0027595Z **Disposed | Referigerator / Freezer | TBG25PADARWW | GE Profile / APS Lifestyle Marketing Pte Ltd | Waters | Warehouse | N.A | Calibration not required - Equipment currently used for storing gel pack for cold chain shipment packaging | Weekly Cleaning |  |  |  | N.A |  |  | Referigerator / Freezer GE Profile Net Capacity Cooler - 482L Freezer - 196L
104 | 1000201 | WPPL09026 | N.A | 782520710 | Referigerator / Freezer | BLCRF 425W | Evermed / Zil Sci Pte Ltd | Waters | Warehouse | N.A | Calibration not required - Equipment currently used for storing gel pack for cold chain shipment packaging | Weekly Cleaning |  |  |  | N.A | 2013-05-21 | N.A | Referigerator / Freezer Evermed Net Capacity Cooler - 318L Freezer - 107L
2131 | N.A | N.A | N.A | 12/YD-022F/387-2019 | Referigerator / Freezer | YD-022F | Yuda | Waters | Warehouse | N.A | Calibration not required - Equipment currently used for storing gel pack for cold chain shipment packaging | Weekly Cleaning |  |  |  | N.A | N.A | N.A
105 | 1000640 | WPPL14019 | 2015-004/228 | COOLER 2 / 47.14 1042931 ** Not in use | Laboratory Refrigerator | LR1400 | Arctiko / Bio Laboratories Pte Ltd | Waters | Warehouse | Y - Validated by Installation and Operational Qualification (IQ/OQ) | PM & Calibration not required - Equipment not in use | Annually | Y - when required | 2018-01-17 | N.A | Y - For sensor only when required | 2018-03-09 | N.A | Cooler currently not in use as Schenker facility include cold room
106 | 1000640 | WPPL14019 | 2015-004/228 | COOLER 1 / 47.14 1042932 ** Not in use |  |  |  | Waters | Warehouse |  |  |  |  | 2018-01-17 | N.A |  | 2018-03-09 | N.A
113 | 1000752 | WPPL16016 | 2016-304 | COOLER 3 / 31.16.1061158 ** Not in use |  |  |  | Waters | Warehouse |  |  |  |  | Under Warranty | N.A |  | 2018-03-09 | N.A
114 | 1000752 | WPPL16016 | 2016-304 | COOLER 4 / 31.16 1061156 ** Not in use |  |  |  | Waters | Warehouse |  |  |  |  | Under Warranty | N.A |  | 2018-03-09 | N.A
107 | 1000676 | WPPL15021 | 2016-001 | FREEZER 1 / 06.16 1056788 | Laboratory Freezer | LF1400 | Arctiko / Bio Laboratories Pte Ltd | Waters | Warehouse | Y - Validated by Installation Qualification (IQ) VAL001288 | PM for Fridge: Under contract: 29 Jun 2017 to 28 Jun 2019 (Refer to PO# 2016-001) Calibration for Sensor: N.A (Renew in 2020) | Annually | Yes - under contract (For fridge) * Verification for the temperature sensor is required during PM | 2018-07-19 | 2019-07-19 | Y - For sensor only | 2019-05-31 | 2020-05-30
134 | 1000913 | WPPL18028 | 2018-530 | FREEZER 2 / 48.18 1086882 |  |  |  | Waters | Warehouse | Y - Validated by Installation Qualification (IQ) VAL001397 | PM for Fridge: Under warranty: 07 Mar 2019 to 06 Mar 2021 Under contract: 07 Mar 2021 to 06 Mar 2023 (Refer to PO# 2018-530) Calibration for Sensor: N.A (Renew in 2020) |  |  | N.A | 2020-03-06 |  | N.A | 2020-03-06 | This is a newly installed equipment. Next PM & CAL date based on equipment installation date on 07 Mar 2019.
2130 | N.A | N.A | N.A | Freezer 3 / 06171066150 |  |  |  | Waters | Warehouse
108 | 1000640 | WPPL14019 | 2015-004/228 | LOGGER# 2 / 0615-01292 | Dual Channel Temperature Transmitter with LCD Display (Used on Freezer 2) | Monitoring System RL4000 RL4002-434.075 | Hanwell / Kenda Pte Ltd | Waters | Warehouse | Y - Validated by Installation Qualification (IQ) VAL001288 for Freezer 2 | PM: Under contract: N.A (Renew in 2019) Calibration: Under contract: (Refer to PO# 2019-102) | Annually | Y | 2017-07-10 | 2019-09-07 | Y | 2019-03-01 | 2020-02-28 | Temperature Range: -40°C to +60°C Probe Part# JO95-05 Channel A - SN# 0715-00741 Channel B - SN# 0715-00751
109 | 1000640 | WPPL14019 | 2015-004/228 | LOGGER# 1 / 0615-01291 | Dual Channel Temperature Transmitter with LCD Display (Used on Freezer 2) |  |  | Waters | Warehouse |  |  |  |  | 2017-07-10 | 2019-09-07 |  | 2019-03-01 | 2020-02-28 | Temperature Range: -40°C to +60°C Probe Part# JO95-05 Channel A - SN# 0715-00744 Channel B - SN# 0715-00748
110 | 1000676 | WPPL15021 | 2016-001 | LOGGER# 3 / 0116-00597 | Dual Channel Temperature Transmitter with LCD Display (Used on Freezer 1) |  |  | Waters | Warehouse | Y - Validated by Installation Qualification (IQ) VAL001397 for Freezer 1 |  |  |  | 2018-09-08 | 2019-09-07 |  | 2018-07-11 | 2019-07-10 | Temperature Range: -40°C to +60°C Probe Part# JO95-05 Channel A - SN# 0116-01434 Channel B - SN# 0116-01437
111 | N.A | N.A | 2016-220 | LOGGER# 4 / 0816-00501 | Dual Channel Temperature Transmitter with LCD Display (Used on Freezer 1) |  |  | Waters | Warehouse |  |  |  |  | 2018-09-08 | 2019-09-07 |  | 2018-07-11 | 2019-07-10 | Temperature Range: -40°C to +60°C Probe Part# JO97-05 Channel A - SN# 0816-00076 Channel B - SN# 0216-00523
115 | 1000752 | WPPL16016 | 2016-304 | LOGGER# 6 / 1216-00091 ** To be used for Freezer 2 IQ, thereafter transfer to DGP | Dual Channel Temperature Transmitter with LCD Display | Monitoring System RL4000 RL4002-434.075 | Hanwell / Kenda Pte Ltd | Waters | Warehouse | Y - Validated by Performance Qualification (PQ) | PM: Under contract: PM not required - equipment not in use Calibration: Under contract: (Refer to PO# 2019-102) |  |  | 2017-07-10 | N.A | Y | 2019-03-01 | 2020-02-28 | Temperature Range: -40°C to +60°C Probe Part# JO97-05 Channel A - SN# 1116-00903 Channel B - SN# 1116-00904
116 | 1000752 | WPPL16016 | 2016-304 | LOGGER# 7 / 1216-00090 ** To be used for Freezer 2 IQ, thereafter transfer to DGP | Dual Channel Temperature Transmitter with LCD Display |  |  | Waters | Warehouse |  |  |  |  | 2017-07-10 | N.A |  | 2019-03-01 | 2020-02-28 | Temperature Range: -40°C to +60°C Probe Part# JO97-05 Channel A - SN# 1116-00899 Channel B - SN# 1116-00901
117 | 1000752 | WPPL16016 | 2016-304 | LOGGER# 8 / 1216-00094 ** To be used for Freezer 2 IQ, thereafter transfer to DGP | Dual Channel Temperature Transmitter with LCD Display |  |  | Waters | Warehouse | Y - Performance verification completed for Cooler 3 & 4 |  |  |  | 2017-07-10 | N.A |  | 2019-03-01 | 2020-02-28 | Temperature Range: -40°C to +60°C Probe Part# JO97-05 Channel A - SN# 1116-00908 Channel B - SN# 1116-00910
127 | 1000640 | WPPL14019 | 2015-004/228 | 10.249.25.11 / 0815-00408 | Synergy Device Smart Receiver | SR2-E-P4 | Hanwell Monitoring System / Kenda Pte Ltd | Waters | Warehouse | N.A | PM: Under contract: N.A (Renew in 2019) |  |  | 2018-09-08 | 2019-09-07 | N.A
128 | N.A | N.A | 2017-242 | 20-00-01-37 | SMS Module | IN-TA001 |  | Waters | Warehouse | N.A |  |  |  | 2018-09-08 | 2019-09-07
133 | 1000809 | WPPL18003 | N.A | ST 1340-5 | TH Guard | VM608E SGP | Spurtronic Pte Ltd | Waters | Office | Y - Verify by Calibration | Calibration: Manage by Schenker ADC | Annually | N.A |  |  | Y | 2019-04-24 | 2020-04-24
1 - CALIBRATION - WEIGHT MEASUREMENT EQUIPMENT
118 | N.A | N.A | N.A | F03823-6HK | Pallet Truck Scale | PTS2-555x1150 | Mettler Toledo | Waters | Warehouse | Y - Verified working condition and conduct zeroing every use | Under contract: (Refer to SA# RQ19030459 / PO#2019-137 ) | Annually | N.A |  |  | Y | 2019-05-02 | 2020-05-31
119 | N.A | N.A | N.A | B421629100 |  | BTA231-555A |  | Waters | Warehouse | [7 empty] | 2019-05-02 | 2020-05-31
120 | 1000760 | WPPL16029 | 2016-461 | B649404637 |  |  |  | Waters | Warehouse | [7 empty] | 2019-05-02 | 2020-05-31
121 | 1000760 | WPPL16029 | 2016-461 | B652506738 |  |  |  | Waters | Warehouse | [7 empty] | 2019-05-02 | 2020-05-31
122 | 1000063 | 2008-030 | N.A | 00185506KK | Weighing Scale | WT150L-IND221 | Mettler Toledo | Waters | Warehouse | [7 empty] | 2019-05-02 | 2020-05-31
123 | 1000063 | 2008-030 | N.A | 00185496KK |  |  |  |  | Warehouse | [7 empty] | 2019-05-02 | 2020-05-31
1 - MAINTENANCE - MATERIAL HANDLING EQUIPMENT
124 | 1000110 | WPPL09007B | N.A | 90204380 ** Not in use | Stacker | EJC212 | Jungheinrich | Waters | Warehouse | N.A | PM not required - Equipment is not in use | Biannual | Y -when required | 2017-09-27 | N.A | N.A |  |  | No specific date for PM as long as PM is performed within the due month
125 | 1000758 | WPPL16029 | 2016-462 | 90519079 ** Not in use |  |  |  | Waters | Warehouse |  |  |  |  | 2017-10-04 | N.A
129 | N.A | N.A | N.A | S40X 93638496 ** Not in use | Stacker Charger | SCT100JH |  | Waters | Warehouse |  |  | N.A | N.A
130 | 1000455 | WPPL13008 | 2013-192 | B/139743 | Auto Strapping Tool w/ Spare Battery Each | STB 70 | Strapex / Xcel Industrial | Waters | Warehouse | N.A | Under contract: PO#2019-213 | Biannual (w.e.f. 2019) | Y | 2019-11-27 | 2020-05-26 12:00 | N.A
131 | 1000759 | WPPL16029 | 2016-464 | B/165961 |  | OR-T250 | Orgapack / Xcel Industrial | Waters | Warehouse |  |  |  |  | 2019-07-12 | 2020-01-09 12:00
132 | 1000759 | WPPL16029 | 2016-464 | B/169263 |  |  |  | Waters | Warehouse |  |  |  |  | 2020-01-08 | 2020-07-07 12:00
2 - ELECTRONICS - IT INFRASTRUCTURE
204 | N.A | N.A | 2013-248 | 211KCVUA4015 | 55" LED TV Monitor | 55LM4610 | LG / Lion City | Waters | Office | N.A | No warranty
205 | 1000748 | WPPL16028 | 2016-449 | ADC1 / 94F71H2 | CPU | Optiplex 7040 | Dell / Genesis Networks Pte Ltd | Waters | Office |  | Warranty Period: POW: 05 Jan 2017 to 06 Jan 2020 Hard Drive: 05 Jan 2017 to 06 Jan 2021
206 | 1000748 | WPPL16028 | 2016-449 | ADC2 / 94J61H2 ** Spare |  |  |  | Waters | Office
209 | 1000748 | WPPL16028 | 2016-449 | ADC5 / 948B1H2 |  |  |  | Waters | Office
213 | N.A | N.A | N.A | CN-0W4916-71618-56I-B651 ** Faulty | Monitor | 1704FPTf | Dell | Waters | Office |  | N.A
214 | N.A | N.A | N.A | CN-0G488H-72872-893-0A7U ** Faulty ** Returned to WPPL |  | 1908WFPf |  | Waters | Office
216 | N.A | N.A | N.A | CN-0G425H-72872-86U-0K2S-A01 |  | E198WFPf |  | Waters | Office
217 | N.A | N.A | N.A | CN-0G425H-72872-86U-0HGS-A01 |  |  |  | Waters | Office
218 | N.A | N.A | N.A | CN-04GT16-74261-374-0MAB |  | E2213Hb |  | Waters | Office
269 | N.A | N.A | N.A | CN-OHHGGM-64180-525-4D1U |  | E2014Hc |  | Waters | Office
2122 | N.A | N.A | N.A | MJ17HMEX901669E ** Faulty |  | 710N | Samsung | Waters | Office
2123 | N.A | N.A | N.A | AU3A0616013949 ** Faulty |  | 190S7FB/69 | Philips | Waters | Office
2124 | N.A | N.A | N.A | CN-0NC02M-FCC00-81M-CW5I-A06 |  | E1916H | DELL | Waters | Office
2125 | N.A | N.A | N.A | CN-0G425H-72872-86U-0HAS-A01 |  | E198WFPf | DELL | Waters | Office
2126 | N.A | N.A | N.A | CN-0G530N-72872-044-08RS |  | E190SF | DELL | Waters | Office
2127 | N.A | N.A | N.A | CN-0G530N-72872-07A-CU3I |  | E190SF | DELL | Waters | Office
2128 | N.A | N.A | N.A | CN-0G530N-72872-07N-13UI |  | E190SF | DELL | Waters | Office
2129 | N.A | N.A | N.A | CN-0G474H-74443-8A6-G819 |  | 1908FPT | DELL | Waters | Office
270 | 1000809 | WPPL18003 | N.A | PC0Q7GMP | NoteBook | ThinkPad X270 | Lenovo / Jardine OneSolution (2001) Pte Ltd | Waters | Office |  | Warranty Period: 20 Oct 2018 to 19 Oct 2020
271 | 1000809 | WPPL18003 | N.A | PC0SS7C1 | Desktop | ThinkCentre M710s |  | Waters | Office |  | Warranty Period: 08 Feb 2018 to 07 Feb 2021
272 | 1000809 | WPPL18003 | N.A | PC0SS7C3 |  |  |  | Waters | Office
273 | 1000809 | WPPL18003 | N.A | PC0SS7C4 |  |  |  | Waters | Office
274 | 1000809 | WPPL18003 | N.A | PC0SS7C5 |  |  |  | Waters | Office
275 | 1000809 | WPPL18003 | N.A | PC0SS7C6 |  |  |  | Waters | Office
2 - ELECTRONICS - TEMPERATURE MONITORING SYSTEM
219 | 1000640 | WPPL14019 | 2015-004/228 | 10.249.25.10 / S1H0359A | All-In-One Desktop with keyboard & mouse | ThinkCentre E73z | Lenovo / Bio Laboratories Pte Ltd | Waters | Warehouse | N.A | No warranty
221 | 1000640 | WPPL14019 | 2015-004/228 | 0715-00097 | External Transmitter | RX434.075 | Hanwell Monitoring System / Kenda Pte Ltd | Waters | Warehouse
2 - ELECTRONICS - IT INFRASTRUCTURE (SERVER RACK)
223 | 1000014 | USYD05012 | N.A | 10.249.25.203 / SDNIHR958C | Power Switch | Baystack 460-24T-PWR Switch | Nortel Networks | Waters | Office | N.A | N.A
224 | N.A | N.A | N.A | 10.249.25.204 / SDN1HR9F21 |  |  |  | Waters | Office
228 | N.A | N.A | N.A | 16150523075381 ** Not in used | Wireless Access Port with Antennas | AP6521 | Symbol / Hetech Solutions Pte Ltd | Waters | Office
230 | N.A | N.A | N.A | 10.249.25.254 / 18B169057918 | Network Security Firewall | SonicWALL TZ400 | Dell | Waters | Office
276 | 1000806 | WPPL18007 | 2018-159 | 10.249.25.203 Singapore ADC / 17JP4620109K | Ethernet Routing Switch | 4850GTS-PWR+ | Avaya | Waters | Office
277 | N.A | N.A | N.A | AWAP-AS-SIN-ADC-AP01 / CND5J0TD46 | Access Point | APIN0315 | Aruba | Waters | Office
278 | N.A | N.A | N.A | ADC 10.249.25.254 / 012801061569 | Firewall | PA-220 | Palo Alto | Waters | Office
279 | N.A | N.A | N.A | FGL160525BP | Router | 881 | Cisco | Starhub | Office
280 | N.A | N.A | N.A | 4857544321AD429C | Optical Network Terminal | EchoLife HG8040H | Huawei | Starhub | Office
234 | N.A | N.A | 2012-300 | AUE2220B1-06AHBCMW | 22U Network Cabinet (W600 x D600 x H1166) | AS6622-BL | Syntax Enclosure System | Waters | Office
2 - ELECTRONICS - PRINTER
235 | N.A | N.A | 2015-305 | Adc8150one / CNDXHCK9WO | Printer with BarDIMM (For printing GR Slips) | HP Laserjet Enterprise 600 M604DN | Hewlett Packard / Soft-Pro Computer | Waters | Office | N.A | Warranty Period: 11 Dec 2015 to 10 Dec 2017
236 | N.A | N.A | 2015-305 | Adc8150two / CNDXHCK9YO | Printer with BarDIMM (For printing Delivery) |  |  | Waters | Office
237 | N.A | N.A | 2015-305 | Adc81504four / CNDXHCK9WL | Printer (For printing Invoice) |  |  | Waters | Office
240 | N.A | N.A | 2013-118 | 08J132401001 | Thermal Barcode Label Printer | ZM400 | Zebra / Advantech Peripherals Singapore Pte Ltd | Waters | Warehouse |  | No warranty
267 | N.A | N.A | 2017-223 | 18J153701459 | Thermal Label Printer | ZT410 | Zebra / Autopack Pte Ltd | Waters | Warehouse |  | Warranty Period: 06 Jul 2017 to 05 Jul 2020
268 | N.A | N.A | 2017-223 | 18J171801953 |  |  |  | Waters | Warehouse
2 - ELECTRONICS - HANDHELD SCANNING DEVICE
244 | 1000567 | WPPL14018 | 2014-329 | 14362000504041 | 1-Dock Charger | CRD9000-1000 | Symbol / Autopack Pte Ltd | Waters | Office | N.A | No warranty
245 | 1000567 | WPPL14018 | 2014-329 | 14362000504050 |  |  |  | Waters | Office
246 | 1000567 | WPPL14018 | 2014-329 | 14362000504054 |  |  |  | Waters | Office
248 | 1000750 | WPPL16025 | 2016-394 | 16346000500555 | Single Slot Serial/USB Charging Cradle with USB Cable and Power cord |  |  | Waters | Office |  | Warranty Period: 29 Dec 2016 to 29 Mar 2018
249 | 1000750 | WPPL16025 | 2016-394 | 16346000500558 |  |  |  | Waters | Office
250 | 1000750 | WPPL16025 | 2016-394 | 16346000500563 |  |  |  | Waters | Office
251 | 1000030 | WPPL07001 | N.A | S99A681760 | 4-Dock Charger (1 Dock Not Working) | CHS9000-4001C | Symbol / Advantech Peripherals Singapore Pte Ltd | Waters | Office |  | No warranty
252 | 1000567 | WPPL14018 | 2014-329 | 1409300504745 | Handheld Scanner (Catamaran v11) | MC92N0 | Motorola / Autopack Pte Ltd | Waters | Warehouse | Y - Verify by Installation Qualification (IQ) Test Protocol | Warranty Period: 13 Jan 2015 to 12 Apr 2016 Under Contract: 29 Mar 2018 to 28 Mar 2020
255 | 1000750 | WPPL16025 | 2016-394 | 1632100502821 |  |  |  | Waters | Warehouse |  | Warranty Period: 29 Dec 2016 to 29 Mar 2018 Under Contract: 29 Mar 2018 to 28 Mar 2020
256 | 1000750 | WPPL16025 | 2016-394 | 1633900501313 |  |  |  | Waters | Warehouse
257 | 1000750 | WPPL16025 | 2016-394 | 1634100501876 |  |  |  | Waters | Warehouse
258 | 1000750 | WPPL16025 | 2016-394 | 1634700500048 |  |  |  | Waters | Warehouse
263 | N.A | N.A | N.A | 8607455165 | Handheld Barcode Scanner | Voyager MS9520 | Metrologic | Waters | Warehouse | N.A | N.A
264 | N.A | N.A | N.A | 8607455347 |  |  |  | Waters | Warehouse
265 | N.A | N.A | N.A | 8607455618 |  |  |  | Waters | Warehouse
266 | 1000063 | 2008-030 | N.A | A8240599 | HHP IT 4206 Barcode Scanner | Adaptus 4206GHD051CE | Honeywell / Advanced Microcomputers Pte Ltd | Waters | Warehouse
284 | 1000809 | WPPL18003 | N.A | 17356522200550 | Dual Radio 802.11ac 2x2:2 MIMO Access Point External Antenna (APME Region) w/ 2 Fixed Dipole Antenna, 3 Year Comprehensive Coverage for the AP7522 | AP-7522 | Zebra Technologies / Mediatech Marketing Pte Ltd | Waters | Warehouse | N.A | N.A
285 | N.A | N.A | N.A | 17356522200563 |  |  |  | Waters | Warehouse
286 | N.A | N.A | N.A | 17356522200666 |  |  |  | Waters | Warehouse
287 | N.A | N.A | N.A | 17356522200695 |  |  |  | Waters | Warehouse
288 | N.A | N.A | N.A | 18072522201451 |  |  |  | Waters | Warehouse
289 | N.A | N.A | N.A | 18074522200967 |  |  |  | Waters | Warehouse
290 | N.A | N.A | N.A | 18074522200972 |  |  |  | Waters | Warehouse
291 | N.A | N.A | N.A | 18074522200974 |  |  |  | Waters | Warehouse
292 | N.A | N.A | N.A | 18074522200983 |  |  |  | Waters | Warehouse
293 | N.A | N.A | N.A | 18074522200993 |  |  |  | Waters | Warehouse
294 | N.A | N.A | N.A | 18074522201149 |  |  |  | Waters | Warehouse
295 | N.A | N.A | N.A | S18016522200020 |  |  |  | Waters | Warehouse
296 | 1000809 | WPPL18003 | N.A | 18027522502693 | Zebra TC51 Terminal w/ TC51/56 Trigger Handle and Rugged Boot Kit, 3 Year Zebra OneCare Essential (3 x Spare TC51 4300 mAh Powerprecision+ Li-on Battery) | TC51 | Zebra Technologies / Mediatech Marketing Pte Ltd | Waters | Warehouse | Y - One time verification check - equipment in working condition | Warranty Period: 17 Apr 2018 to 17 Apr 2019 Under Contract: 30 May 2018 to 29 May 2021
297 | 1000809 | WPPL18003 | N.A | 18027522518015 |  |  |  | Waters | Warehouse
298 | 1000809 | WPPL18003 | N.A | 18027522518020 |  |  |  | Waters | Warehouse
299 | 1000809 | WPPL18003 | N.A | 17011522501601 | 4-Slot Battery Charger, includes Power Supply and DC Cable | SAC-TC51 |  | Waters | Warehouse |  | N.A
2100 | N.A | N.A | N.A | 18027522502370 | Zebra TC51 Terminal w/ TC51/56 Trigger Handle and Rugged Boot Kit, 3 Year Zebra OneCare Essential (8 x Spare TC51 4300 mAh Powerprecision+ Li-on Battery) | TC51 | Zebra Technologies / Mediatech Marketing Pte Ltd | Waters | Warehouse |  | Warranty Period: 20 Mar 2018 to 20 Mar 2019 Under Contract: 26 Mar 2018 to 25 Mar 2021
2101 | N.A | N.A | N.A | 18027522502550 |  |  |  | Waters | Warehouse
2102 | N.A | N.A | N.A | 17312522511544 |  |  |  | Waters | Warehouse
2103 | N.A | N.A | N.A | 18027522502323 |  |  |  | Waters | Warehouse |  | Warranty Period: 20 Mar 2018 to 20 Mar 2019 Under Contract: 30 May 2018 to 29 May 2021
2104 | N.A | N.A | N.A | 18027522502458 |  |  |  | Waters | Warehouse
2105 | N.A | N.A | N.A | 18027522517948 |  |  |  | Waters | Warehouse
2106 | N.A | N.A | N.A | 18027522517997 |  |  |  | Waters | Warehouse
2107 | N.A | N.A | N.A | 17256522504064 | 4-Slot Battery Charger, includes Power Supply and DC Cable | SAC-TC51 |  | Waters | Warehouse |  | N.A
2108 | N.A | N.A | N.A | 17256522504166 |  |  |  | Waters | Warehouse
2109 | 1000891 | WPPL18030 | 2018-565 | S18137522506361 | Zebra TC51 Terminal w/ TC51/56 Trigger Handle and Rugged Boot Kit, 3 Year Zebra OneCare Essential (4 x Spare TC51 4300 mAh Powerprecision+ Li-on Battery) | TC51 | Zebra Technologies / Mediatech Marketing Pte Ltd | Waters | Warehouse | Y - One time verification check - equipment in working condition | Warranty Period: 19 Jun 2018 to 19 Jun 2019 Under Contract: 18 Dec 2018 to 17 Dec 2021
2110 | 1000891 | WPPL18030 | 2018-565 | S18141522500891 |  |  |  | Waters | Warehouse |  | Warranty Period: 3 years Under Contract: 18 Dec 2018 to 17 Dec 2021
2111 | 1000891 | WPPL18030 | 2018-565 | S18141522500992 |  |  |  | Waters | Warehouse
2112 | 1000891 | WPPL18030 | 2018-565 | S18141522501020 |  |  |  | Waters | Warehouse
2113 | 1000891 | WPPL18030 | 2018-565 | S18141522501025 |  |  |  | Waters | Warehouse
2114 | 1000891 | WPPL18030 | 2018-565 | S18141522501037 |  |  |  | Waters | Warehouse
2115 | 1000891 | WPPL18030 | 2018-565 | S18141522501040 |  |  |  | Waters | Warehouse
2116 | 1000891 | WPPL18030 | 2018-565 | S18141522501075 |  |  |  | Waters | Warehouse
2117 | 1000891 | WPPL18030 | 2018-565 | S18141522501080 |  |  |  | Waters | Warehouse
2118 | 1000891 | WPPL18030 | 2018-565 | S18141522501109 |  |  |  | Waters | Warehouse
2119 | 1000891 | WPPL18030 | 2018-565 | S18145522503503 |  |  |  | Waters | Warehouse
2120 | 1000891 | WPPL18030 | 2018-565 | S18145522503504 |  |  |  | Waters | Warehouse
2121 | 1000891 | WPPL18030 | 2018-565 | 18113522501188 | 4-Slot Battery Charger, includes Power Supply and DC Cable | SAC-TC51 |  | Waters | Warehouse |  | N.A
2 - ELECTRONICS - WAREHOUSE SECURITY SYSTEM
281 | 1000809 | WPPL18003 | N.A | N.A | CCTV System Includes:- a) 16 x Panasonic K-EW214L03 FHD Dome Network Camera b) 1 x Panasonic K-NL316 16-Channel Network Video Recorder c) 2 x WD 6TB Surveillance Hard Disk d) 1 x 24 Port POE Gigabit Network Switch g) 2 x APC 650VA UPS Backup Battery for Network Switch h) 1 x 6U 600x600 Wall Mount Rack |  | Infra Engineering Pte Ltd | Waters | Warehouse
282 | 1000809 | WPPL18003 | N.A | 2000-1540 | Cardkey System Includes:- a) ISC IS100 Single Door Cardkey Controller b) ISCRD Proxpoint Proximity Card Reader c) ISC KEPS Power Supply unit c/w Console and 7AH Backup Battery d) 600LBS EM-Lock c/w Mounting Plate e) Fire Emergency Break Glass Call Point, Exit Call Button, Alarm Siren, Magnetic Door Contact and Other Accessories Battery and Metal Cabinet with Keylock for Centralized Access Control |  |  | Waters | Warehouse
283 | 1000809 | WPPL18003 | N.A | N.A | Intrusion Alarm System includes:- a) DSC Alarm Panel 8 Zone b) DSC 8 Zone Extension Panel c/w Power Supply c) Heavy Duty Door Contact d) Roller Shutter Sensor Contact |  |  | Waters | Warehouse
3 - MHE - MATERIAL HANDLING
301 | N.A | N.A | N.A | 3571904 | Hand Pallet Jack | LHM230 | BT | Waters | Warehouse
302 | N.A | N.A | N.A | LT-1 / 1584 | 5-Steps Ladder Trolley | LAT-5 | Komada | Waters | Warehouse
303 | N.A | N.A | N.A | LT-2 / 1585 |  |  |  | Waters | Warehouse
304 | N.A | N.A | N.A | LT-3 / 2919 | 3-Steps Ladder Trolley | LT-3 |  | Waters | Warehouse
305 | N.A | N.A | N.A | LT-4 |  |  |  | Waters | Warehouse
306 | N.A | N.A | N.A | LT-5 |  |  |  | Waters | Warehouse
307 | 1000013 | CEAUSYD05006 | 2011-336 | LT-6 |  | LAT-05-10 | Springwell Mktg Services Pte Ltd | Waters | Warehouse
308 | 1000013 | CEAUSYD05006 | 2011-336 | LT-7 |  |  |  | Waters | Warehouse
309 | N.A | N.A | 2013-208 | LT-8 |  | LT3 | Howell-United | Waters | Warehouse
310 | N.A | N.A | 2013-208 | LT-9 |  |  |  | Waters | Warehouse
311 | N.A | N.A | 2014-214 | LT-10 |  | LT-Step03 | Y K Toh Marketing | Waters | Warehouse
312 | N.A | N.A | 2016-421 | LT-11 | 3 Step Ladder Trolley c/w 2 Platform |  |  | Waters | Warehouse
313 | N.A | N.A | 2016-421 | LT-12 |  |  |  | Waters | Warehouse
314 | N.A | N.A | N.A | 1pc | 3 Tiers Chrome Wire Shelving c/w 4 x 5" wheels (1200mm x 600mm x 1800mm) | Unmarked | Unmarked | Waters | Warehouse
315 | N.A | N.A | N.A | 1pc |  |  |  | Waters | Warehouse
316 | N.A | N.A | 2013-262 | 1pc |  | JY-15 | Jin Yu Trading Pte Ltd | Waters | Warehouse
317 | N.A | N.A | 2013-262 | 1pc |  |  |  | Waters | Warehouse
334 | 1000809 | WPPL18003 | N.A | 2pcs | 2 Tier Trolley/Push card trolley with 2 handle (740mm x 480mm) - 150kgs | N.A | Prestar / Trenwa Trading Pte Ltd | Waters | Warehouse
335 | 1000809 | WPPL18003 | N.A | 6pcs | Customized Pallets for MHE Industrial Collapsible Palletainers (L1200 x W1000 x H975mm) | SNP-LK1210B1 | NPC Sanseng Pte Ltd | Waters | Warehouse
336 | 1000809 | WPPL18003 | N.A | 30pcs | Yellow Picking Totes Industrial Plastic Collapsiable Container (L520 x W365 x H315(82)mm) | NCC702P |  | Waters | Warehouse
3 - MHE - PACKING
323 | 1000759 | WPPL16029 | 2016-464 | 2016-464A | PP/PET Strapping Dispenser | CFL-APP-20 | Xcel Industrial | Waters | Warehouse
324 | 1000759 | WPPL16029 | 2016-464 | 2016-464B |  |  |  | Waters | Warehouse
325 | 1000759 | WPPL16029 | 2016-464 | 2016-464C |  |  |  | Waters | Warehouse
326 | 1000759 | WPPL16029 | 2016-464 | 2016-464D | Strapping Tool: Tensioner & Sealer | Unmarked |  | Waters | Warehouse
327 | N.A | N.A | 2010-200 | 2010-200A | Strapping Dispenser | SM803 | Megapac Industrial | Waters | Warehouse
329 | N.A | N.A | N.A | 1060412 | Manual Water-Activated Tape Dispenser | BP333PLUS | Better Packages | Waters | Warehouse
330 | N.A | N.A | 2010-222 | 110010477 | Heat Gun | HL1810S | Steinel / RS Components Pte Ltd | Waters | Warehouse
3 - SIGNAGE AND STAMP
331 | N.A | N.A | 2018-312 | 1pc | Quality Policy Frame, 420mm x 297mm- artwork size, 470mm x 347mm- acrylic size | Unmarked | Grenadier | Waters | Warehouse
332 | N.A | N.A | 2018-312 | 1pc | ADC Sign, 500mm x 2400mm, | Unmarked |  | Waters | Warehouse
333 | N.A | N.A | N.A | 1pc | Self-Inking Stamp, 50mm X 17mm (Zack Lin's Signatory) | 2255 | SUN Printers Group Pte Ltd | Waters | Office
3 - WAREHOUSE / WORKSTATION
337 | 1000809 | WPPL18003 | N.A | 10pcs | 3-Aluminium retractable rail/y/b without castor in 3 Pillars (H95cm x W400cm) | 101BE-y/b | Trenwa Trading Pte Ltd | Waters | Warehouse
338 | 1000809 | WPPL18003 | N.A | 4pcs | Full Height Swing Door Metal Cabinet (H1829 x W914 x D457) | N.A |  | Waters | Warehouse
339 | 1000809 | WPPL18003 | N.A | 6pcs | 4 Compartment Locker | N.A |  | Waters | Warehouse
340 | 1000809 | WPPL18003 | N.A | 10pcs | Cones with reflective strap heavy duty | N.A |  | Waters | Warehouse
341 | 1000809 | WPPL18003 | N.A | 2pcs | Main table in 2-tone grey colour Size: 1200L x 730D x 745mmH | FMT 1200 FH | Peng Tat Furniture | Waters | Warehouse
342 | 1000809 | WPPL18003 | N.A | 4pcs | Low back chair with recliner and armrest | PT 670 |  | Waters | Warehouse
343 | 1000809 | WPPL18003 | N.A | 2pcs | Work Bench | FMT 410 FH | Unmarked | Waters | Warehouse
3 - STORAGE
344 | 1000013 | CEAUSYD05006 | EDMS-05-08-010 | 1 set | Shelving System consisting of: a. 36pc of upright columns (bone) b. 366pc of metal plate shelves | Regal 3000 | Schaefer Systems International Pte Ltd | Waters | Warehouse
345 | 1000511 | WPPL13012 | 2013-249 | 150 of 488pcs | Shelf Container (Small Blue Bins) 116mmW x 599mmD x 90mmH | RK619-02 |  | Waters | Warehouse
346 | 1000511 | WPPL13012 | 2013-249 | 1106 of 1952pcs | Divider (Small Blue Bins) | RKT 61 |  | Waters | Warehouse
347 | 1000511 | WPPL13012 | 2013-249 | 1 of 494pcs | Shelf Container (Medium Blue Bins) 162mmW x 508mmD x 115mmH | RK521 |  | Waters | Warehouse
348 | 1000511 | WPPL13012 | 2013-249 | 621 of 1680pcs | Divider (Medium Blue Bins) | RKT 5/421 |  | Waters | Warehouse
349 | 1000511 | WPPL13012 | 2013-249 | 1 of 164pcs | Shelf Container (Large Blue Bins) 243mmW x 4908mmD x 115mmH | RK521-B |  | Waters | Warehouse
350 | 1000511 | WPPL13012 | 2013-249 | 522 of 656pcs | Divider (Large Blue Bins) | RKT 5/421 B |  | Waters | Warehouse
351 | 1000511 | WPPL13012 | 2013-249 | 255pcs | Semi Open Front Container, Yellow L500/450mm x W300mm x H200mm | LF532 |  | Waters | Warehouse
352 | 1000809 | WPPL18003 | N.A | 1set | Racking Beams & Mesh Decking for Cold Room 32 no of Beam W2700mm & 32 Sets of Mesh Decking W1350 x D900mm |  | Tech-Link Engineering Pte Ltd | Waters | Cold Room
353 | 1000809 | WPPL18003 | N.A | 1set | Complete set of Pallet Racking System consisting of: a. 268 no of Frame H7800 x D900mm b. 29 no of Frame H6800 x D900mm c. 2,148 no of Beam W2700mm (2,000kg) d. 128 no of Beam W1350mm (1,000kg) e. 09 no of Protector Barrier W2200 x H1000mm f. 03 no of Protector Barrier W900 x H1000mm g. 48 bays of High Bay Shelving (Frame H6834 x W1200 x D600mm), total 702 tiers h. 64 metres of Guiderail i. 30 no of Mesh Decking W1350 x D900mm |  |  | waters | Warehouse
Any changes made are to be updated below:-
103 | Freezer dispose
132 | Update PM Last and Next Maintenance Date
2122 | Faulty monitor
2123 | Faulty monitor
2124 | Add new monitor
2125 | Add new monitor
2126 | Add new monitor
2127 | Add new monitor
2128 | Add new monitor
2129 | Add new monitor
2130 | Add new Gel Pack Freezer
2131 | Add new Freezer
Formulas:
N.A = [N.A]+365

## DGP
Note: (1) DGP may apply company's QMS procedure for calibration / verification / validation accepted by Waters in this form. (2) DGP shall conduct necessary revalidation / verification if the equipments require repairs or are relocated. (3) Any amendment to the form shall be updated in the footnote and notify Waters for signatory. | [10 empty] | * SN# 100 onwards are equipment which requires calibration and/or maintenance * SN# 200 onwards are electronics equipment * SN# 300 onwards are MHE, storage and office equipment |  |  |  |  | UPDATED ON : 05 Oct 2019
S/N* | ASSET# | CEA# | PO# | EQUIPMENT ID/ SN | EQUIPMENT DESCRIPTION | MANUFACTURER / DISTRIBUTOR | MODEL | OWNER | EQUIPMENT LOCATION | *Validation/ Verification Required? Y/ N.A | PM/CAL Warranty/Contract Details | PM/CAL Interval | (PM) Periodic MaintenanceRequired Y/ N.A | (PM) Last MaintenanceDate | (PM) Next MaintenanceDate | (CAL) Calibration Required Y/ N.A | (CAL) Last Calibration Date | (CAL) Next Calibration Date | REMARKS
1 - MAINTENANCE / CALIBRATION - TEMPERATURE - STORING AND MONITORING EQUIPMENT
101 | 1000753 | WPPL16016 | 2016-305 | COOLER 1 / 51.16 1065027 | Laboratory Refrigerator | Arctiko / Bio Laboratories | LR1400 | Waters | DGP | Y - Validated by Installation and Operational Qualification (IQ/OQ) | PM for Fridge: Warranty Period: 19 Jul 2017 to 18 Jul 2018 Under contract: 19 Jul 2018 to 18 Jul 2020 (Refer to PO# 2016-305) Calibration for Sensor: N.A (Renew in 2020) | Annually | Yes - under warranty / contract (For fridge) * Verification for the temperature sensor is required during PM | 2019-08-28 | 2020-08-27 | Y - For sensor only | 2019-03-11 | 2020-03-10
102 | 1000753 | WPPL16016 | 2016-305 | FREEZER 1 / 51.16 1065028 | Laboratory Freezer |  | LF1400 | Waters | DGP |  |  |  |  | 2019-08-28 | 2020-08-27 |  | 2019-03-11 | 2020-03-10
111 | 1000938 | WPPL19004 | 2019-147 | COOLER 2 / 19191091783 | Laboratory Refrigerator |  | LR1400 | Waters | DGP | Pending for Installation Qualification (IQ) VAL001446 | PM for Fridge: Under warranty: 05 Aug 2019 to 04 Aug 2020 Under contract: 05 Aug 2020 to 04 Aug 2023 (Refer to PO# 2019-147) Calibration for Sensor: N.A (Renew in 2020) |  |  | N.A | 2020-08-04 |  | N.A | 2020-08-04 | This is a newly installed equipment. Next PM & CAL date based on equipment installation date on 05 Aug 2019.
112 | 1000938 | WPPL19004 | 2019-147 | FREEZER 2 / 19191091782 | Laboratory Freezer |  | LF1400 | Waters | DGP | Pending for Installation Qualification (IQ) VAL001447 |  |  |  | N.A | 2020-08-04 |  | N.A | 2020-08-04 | This is a newly installed equipment. Next PM & CAL date based on equipment installation date on 05 Aug 2019.
103 | 1000753 | WPPL16016 | 2016-305 | LOGGER# 1 / 1216-00095 | Dual Channel Temperature Transmitter with LCD Display (Used on Freezer 1) | Hanwell / Bio Laboratories | Monitoring System RL4000 RL4002-434.075 | Waters | DGP | Y - Validated by Performance Qualification (PQ) | PM: Under contract: N.A (Renew in 2020) Calibration: Under contract: N.A (Renew in 2020) |  | Y | 2019-09-06 | 2020-09-05 | Y | 2019-09-21 | 2020-09-20 | Temperature Range: -40°C to +60°C Probe Part# JO97-05 Channel A - SN# 1116-00911 Channel B - SN# 1116-00912
104 | 1000753 | WPPL16016 | 2016-305 | LOGGER# 2 / 1216-00096 | Dual Channel Temperature Transmitter with LCD Display (Used on Cooler 1) |  |  | Waters | DGP |  |  |  |  | 2019-09-06 | 2020-09-05 |  | 2019-09-21 | 2020-09-20 | Temperature Range: -40°C to +60°C Probe Part# JO97-05 Channel A - SN# 1116-01070 Channel B - SN# 1116-01075
105 | 1000753 | WPPL16016 | 2016-305 | LOGGER# 3 / 1216-00099 | Dual Channel Temperature Transmitter with LCD Display (Used on Freezer 1) |  |  | Waters | DGP | Y - Performance Verification completed for Cooler 1 & Freezer 1 |  |  |  | 2019-09-06 | 2020-09-05 |  | 2019-10-05 | 2020-10-04 | Temperature Range: -40°C to +60°C Probe Part# JO97-05 Channel A - SN# 1116-01079 Channel B - SN# 1116-01080
107 | N.A | N.A | 2016-220 | LOGGER# 4 / 0716-00964 | Dual Channel Temperature Transmitter with LCD Display (Used on Cooler 1) |  |  | Waters | DGP | Y - Performance Verification required after calibration done |  |  |  | 2019-09-06 | 2020-09-05 |  | 2019-10-05 | 2020-10-04 | Temperature Range: -40°C to +60°C Probe Part# JO97-05 Channel A - SN# 0216-00505 Channel B - SN# 0816-00061
113 | 1000752 | WPPL16016 | 2016-304 | LOGGER# 5 / 1216-00090 | Dual Channel Temperature Transmitter with LCD Display |  |  | Waters | DGP | Equipment are not in used currently | Calibration: Under contract: N.A (Renew in 2020) |  |  | 2017-07-10 | N.A |  | 2019-03-01 | 2020-02-28 | Temperature Range: -40°C to +60°C Probe Part# JO97-05 Channel A - SN# 1116-00899 Channel B - SN# 1116-00901
114 | 1000752 | WPPL16016 | 2016-304 | LOGGER# 6 / 1216-00091 | Dual Channel Temperature Transmitter with LCD Display |  |  | Waters | DGP |  |  |  |  | 2017-07-10 | N.A |  | 2019-03-01 | 2020-02-28 | Temperature Range: -40°C to +60°C Probe Part# JO97-05 Channel A - SN# 1116-00903 Channel B - SN# 1116-00904
115 | 1000752 | WPPL16016 | 2016-304 | LOGGER# 7 / 1216-00094 | Dual Channel Temperature Transmitter with LCD Display |  |  | Waters | DGP |  |  |  |  | 2017-07-10 | N.A |  | 2019-03-01 | 2020-02-28 | Temperature Range: -40°C to +60°C Probe Part# JO97-05 Channel A - SN# 1116-00908 Channel B - SN# 1116-00910
108 | 1000753 | WPPL16016 | 2016-305 | 192.168.1.13 / 1016-01128 | Synergy Device Smart Receiver | Hanwell Monitoring System / Bio Laboratories Pte Ltd | SR2-E-P4 | Waters | DGP | N.A | PM: Under contract: N.A (Renew in 2020) |  |  | 2019-09-06 | 2020-09-05 | N.A
109 | 1000753 | WPPL16016 | 2016-305 | 1116-00354 | Synergy Device External Transmitter |  | RX434.075 | Waters | DGP |  |  |  |  | 2019-09-06 | 2020-09-05
110 | 1000753 | WPPL16016 | 2016-305 | 192.168.1.19 / 20-00-00-96 | Notion Pro SMS Alert |  | IN-TA001 | Waters | DGP |  |  |  |  | 2019-09-06 | 2020-09-05
106 | N.A | N.A | N.A | 90100084 | Fridge | Sanyo | SMR-T330(SG) | Waters | DGP | Y - one time verified working condition, currently use for general chilling / freezing of goods require to store under chill / freeze - calibration is not required. | N.A | Weekly Cleaning | N.A |  |  | N.A
2 - ELECTRONICS - IT INFRASTRUCTURE
201 | N.A | N.A | N.A | CN-OU274R-61180-04P-1E1M (SG3PLARA) | Monitor | Dell | E1910C | Waters | DGP | N.A | N.A
202 | 1000748 | WPPL16028 | 2016-450 | CN-OOJPKM-72872-69H-CYCB-AOO (SG3PLLWA) |  | Dell / Genesis Networks Pte Ltd | E2216H | Waters | DGP
203 | 1000748 | WPPL16028 | 2016-450 | 94Z81H2 (SG3PLARA) | CPU |  | Optiplex 7040 | Waters | DGP |  | Warranty Period: POW: 05 Jan 2017 to 06 Jan 2020 Hard Drive: 05 Jan 2017 to 06 Jan 2021
204 | 1000748 | WPPL16028 | 2016-450 | 95141H2 (SG3PLLWA) |  |  |  | Waters | DGP
207 | 1000753 | WPPL16016 | 2016-305 | BB6M8X1 | CPU | Dell / Bio Laboratories Pte Ltd | VOSTRO 270 | Waters | DGP |  | No Warranty
208 | 1000753 | WPPL16016 | 2016-305 | 635LM190EKA0613 | 19"TFT -LCD Monitor | Coco Solution / Bio Laboratories Pte Ltd | GLM190ELM | Waters | DGP |  | N.A
2 - ELECTRONICS - IT INFRASTRUCTURE (SERVER RACK)
212 | N.A | N.A | N.A | 10.249.17.254 / 0017C54431F8 | Sonicwall TZ210 | Sonic Wall | APL20-063 | Waters | DGP | N.A | N.A
213 | N.A | N.A | N.A | 48575443D325AD18 | Optical Network Terminal | Huawei | EchoLife HG8040 | Waters | DGP
214 | N.A | N.A | N.A | RZLZ1G3000310 | Wireless AC1750 Dual-Band Gigabit Cloud Router | D-Link | DIR-868L | Waters | DGP
215 | N.A | N.A | N.A | 10.249.17.203 / LBNNTMMD510EGN | Ethernet Routing Switch | Avaya | 4524GT-PWR | Waters | DGP
216 | N.A | N.A | 2012-030 | Unmarked | 17U Network Cabinet (W600 x D600 x H945) | Syntax Enclosure System Pte Ltd | AS6617 | Waters | DGP
2 - ELECTRONICS - PRINTER
225 | TBA | WPPL17014 | 2017-323 | DGP1 / CNDXJDG6D7 | Printer with BarDimm | Hewlett Packard / Soft-Pro Computer Pte Ltd | HP Laserjet Enterprise 600 M605dn | Waters | DGP | N.A | N.A
226 | TBA | WPPL17014 | 2017-323 | DGP3 /CNDKK7S769 | Printer |  |  | Waters | DGP
219 | N.A | N.A | 2011-352 | 08J1116000322 | Thermal Barcode Label Printer (SAP) | Zebra / Advantech Peripherals Singapore Pte Ltd | ZM400 | Waters | DGP
2 - ELECTRONICS - HANDHELD SCANNING DEVICE
220 | 1000368 | WPPL11024 | 2011-352 | 11322520900508 | Wireless Access Port with Antennas | Motorola / Advantech Peripherals Singapore Pte Ltd | AP-5131 | Waters | DGP | N.A | N.A
227 | N.A | N.A | N.A | 8107000500272 *Not in working condition | Handheld Scanner (Catamaran v11) | Symbol / Advantech Peripherals Singapore Pte Ltd | MC9090 | Waters | DGP
228 | N.A | N.A | N.A | 9186000502122 |  |  |  | Waters | DGP
230 | N.A | N.A | N.A | 9186000502136 |  |  |  | Waters | DGP
231 | N.A | N.A | N.A | 1409300504822 |  |  | MC92N0 | Waters | DGP
223 | 1000368 | WPPL11024 | 2011-352 | 1132900503110 | 1-Dock Charger |  | CRD9000-1000 | Waters | DGP
229 | N.A | N.A | N.A | 8290000501608 *Not in working condition |  |  | CRD9000-1000 | Waters | DGP
3 - STORAGE
301 | N.A | N.A | 2015-362 | Unmarked | Racking System - 12 Rack (Dimension 122 x 61 x 244 cm) | DG Packaging Pte Ltd | N.A | Waters | DGP
302 | 1000660 | WPPL16002 | 2015-362 | Unmarked | Racking System - 8 Rack (Dimension 122 x 61 x 244 cm) |  | N.A | Waters | DGP
303 | 1000660 | WPPL16002 | 2015-362 | Unmarked | Flammable Cabinet 2 DR Manual 60G | Sysbel / DG Packaging Pte Ltd | WA810600 | Waters | DGP
3 - MHE - MATERIAL HANDLING
304 | N.A | N.A | 2015-344 | LT-01 | Step Ladder Trolley c/w 2 Platform | Y K Toh Marketing Pte Ltd | LT-Step03 | Waters | DGP
305 | N.A | N.A | N.A | Ladder | Ladder | Unmarked | N.A | Waters | DGP
3 - SIGNAGE AND STAMP
306 | N.A | N.A | N.A | 1pc | Self-Inking Stamp, 50mm X 17mm (Zack Lin's Signatory) | 2255 | SUN Printers Group Pte Ltd | Waters | Office
Any changes made are to be updated below:-
105 | Last and Next CAL date updated / PM/CAL contract details updated
107 | Last and Next CAL date updated / PM/CAL contract details updated
103 | Next CAL date revised / PM/CAL contract details updated
104 | Next CAL date revised / PM/CAL contract details updated
108 | PM/CAL contract details updated
109 | PM/CAL contract details updated
110 | PM/CAL contract details updated

## Equipment removal
S/N | Equipment ID | Equipment Description | Manufacturer | Model | Equipment Serial Number | Interval | Due Date | Month | Vendor | Original Currency | Pricing in Original Currency | Price Converted to USD | Location | Remarks | 2019 Billing Party | 2019 Billing Period | 2019 PO# | 2018 Billing Period | 2018 PO# | Original Currency | Pricing in Original Currency | Price Converted to USD

## Waters (PCBA) - With Payment
Waters consigned equipment, Total : 81 items (With Payment) | [11 empty] | Date : 19-Dec-2018
NO | LOCATION | EQUIPMENT ID | EQUIPMENT NAME | MANUFACTURER | MODEL | MANUFACTURER SERIAL NO | CALIBRATION SOURCE | CALIBRATION CYCLE | LAST CALIBRATION | NEXT CALIBRATION | Calibration Cost | REMARK
1 | IQC (WATERS) | IQC-16GC0010 | Light Box | X-Rite | JUDGE II | C61093251217 | RVC INTERNATIONAL PTE LTD | 12 | 05/09/2018 | 05/09/2019 | SGD900.00 | Consigned equipment | 151
2 | WATERS (RACAL TESTER) | PWAT-16GC0002 | DC Electronic Load module | HEWLETT PACKARD | 60502B | 3211A01907 | Micro Precision | 12 | 03/05/2018 | 03/05/2019 | USD141.50 | Waters USA Consign equipment | 180
3 | WATERS (RACAL TESTER) | PWAT-16GC0003 | DC Electronic Load module | HEWLETT PACKARD | 60502B | 3211A01876 | Micro Precision | 12 | 03/05/2018 | 03/05/2019 | USD141.50 | Waters USA Consign equipment | 181
4 | WATERS (RACAL TESTER) | PWAT-16GC0004 | DC Electronic Load module | HEWLETT PACKARD | 60502B | 3211A01587 | Micro Precision | 12 | 03/05/2018 | 03/05/2019 | USD141.50 | Waters USA Consign equipment | 182
5 | WATERS (RACAL TESTER) | PWAT-16GC0005 | DC Electronic Load module | HEWLETT PACKARD | 60502B | 3211A02210 | Micro Precision | 12 | 03/05/2018 | 03/05/2019 | USD141.50 | Waters USA Consign equipment | 183
6 | WATERS (RACAL TESTER) | PWAT-16GC0006 | DC Electronic Load module | HEWLETT PACKARD | 60502B | 3211A01795 | Micro Precision | 12 | 03/05/2018 | 03/05/2019 | USD141.50 | Waters USA Consign equipment | 184
7 | WATERS (RACAL TESTER) | PWAT-16GC0007 | DC Electronic Load module | HEWLETT PACKARD | 60502B | 3211A00920 | Micro Precision | 12 | 03/05/2018 | 03/05/2019 | USD141.50 | Waters USA Consign equipment | 185
8 | WATERS (GTS TESTER) | PWAT-16GC0008 | DC Power Supply | TDK-Lambda | GENH30-25 | 95166 | Micro Precision | 12 | 30/07/2018 | 30/07/2019 | USD160.00 | Waters USA Consign equipment | 199
9 | WATERS (GTS TESTER) | PWAT-16GC0009 | DC Power Supply | TDK-LAMBDA | GENH60-12.5 | 95170 | Micro Precision | 12 | 30/07/2018 | 30/07/2019 | USD160.00 | Waters USA Consign equipment | 200
10 | WATERS (GTS TESTER) | PWAT-16GC0010 | DC Power Supply | TDK-Lambda | GENH60-12.5 | 95165 | Micro Precision | 12 | 30/07/2018 | 30/07/2019 | USD160.00 | Waters USA Consign equipment | 201
11 | WATERS (GTS TESTER) | PWAT-16GC0011 | DC Power Supply | TDK-Lambda | GENH30-25 | 95167 | Micro Precision | 12 | 30/07/2018 | 30/07/2019 | USD160.00 | Waters USA Consign equipment | 202
12 | WATERS (GTS TESTER) | PWAT-16GC0012 | DC Power Supply | TDK-Lambda | GENH60-12.5 | 95164 | Micro Precision | 12 | 30/07/2018 | 30/07/2019 | USD160.00 | Waters USA Consign equipment | 203
13 | WATERS (GTS TESTER) | PWAT-16GC0013 | DC Power Supply | TDK-Lambda | GENH60-12.5 | 95171 | Micro Precision | 12 | 30/07/2018 | 30/07/2019 | USD160.00 | Waters USA Consign equipment | 204
14 | WATERS (RACAL TESTER) | PWAT-16GC0014 | DC POWER SUPPLY MODULE | HEWLETT PACKARD | 66103A | US34213251 | Micro Precision | 12 | 03/05/2018 | 03/05/2019 | USD170.00 | Waters USA Consign equipment | 186
15 | WATERS (RACAL TESTER) | PWAT-16GC0015 | DC POWER SUPPLY MODULE | HEWLETT PACKARD | 66103A | US34213252 | Micro Precision | 12 | 03/05/2018 | 03/05/2019 | USD170.00 | Waters USA Consign equipment | 187
16 | WATERS (RACAL TESTER) | PWAT-16GC0016 | DC POWER SUPPLY MODULE | HEWLETT PACKARD | 66103A | US34213090 | Micro Precision | 12 | 03/05/2018 | 03/05/2019 | USD170.00 | Waters USA Consign equipment | 188
17 | WATERS (RACAL TESTER) | PWAT-16GC0017 | DC POWER SUPPLY MODULE | HEWLETT PACKARD | 66103A | US34213209 | Micro Precision | 12 | 03/05/2018 | 03/05/2019 | USD170.00 | Waters USA Consign equipment | 189
18 | WATERS (RACAL TESTER) | PWAT-16GC0018 | DC POWER SUPPLY MODULE | HEWLETT PACKARD | 66101A | 3444A02477 | Micro Precision | 12 | 03/05/2018 | 03/05/2019 | USD170.00 | Waters USA Consign equipment | 190
19 | WATERS (RACAL TESTER) | PWAT-16GC0019 | DC POWER SUPPLY MODULE | HEWLETT PACKARD | 66103A | US34213216 | Micro Precision | 12 | 03/05/2018 | 03/05/2019 | USD170.00 | Waters USA Consign equipment | 191
20 | WATERS (RACAL TESTER) | PWAT-16GC0020 | DC POWER SUPPLY MODULE | HEWLETT PACKARD | 66101A | 3444A02507 | Micro Precision | 12 | 03/05/2018 | 03/05/2019 | USD170.00 | Waters USA Consign equipment | 192
21 | WATERS (GTS TESTER) | PWAT-16GC0021 | Digital Phosphor Oscilloscope | Tektronix | TDS3054C | C011477 | Micro Precision | 12 | 30/07/2018 | 30/07/2019 | USD200.00 | Waters USA Consign equipment | 205
22 | WATERS (GTS TESTER) | PWAT-16GC0022 | Electronic Load Plug-In Module / Control Mainframe | Chroma | 63103/6314 | 63145125/95148 | Micro Precision | 12 | 30/07/2018 | 30/07/2019 | USD240.00 | Waters USA Consign equipment | 206
23 | WATERS (GTS TESTER) | PWAT-16GC0023 | Function/Arbitrary Waveform Generator | Agilent | 33220A | MY44044085/95154 | Micro Precision | 12 | 30/07/2018 | 30/07/2019 | USD250.00 | Waters USA Consign equipment | 207
24 | WATERS (RACAL TESTER) | PWAT-16GC0024 | Keithley 236 Source Measure unit | Keithley | 236 | 0683301(ID#90744) | Keysight | 12 | 12/04/2018 | 12/04/2019 | SGD309.00 | Waters USA Consign equipment For the calibration cost not fixed, Keysight will follow the marketing quote | 193
25 | WATERS (RACAL TESTER) | PWAT-16GC0025 | Keithley 236 Source Measure unit | Keithley | 236 | 0648831 (ID#90316) | Keysight | 12 | 19/03/2018 | 19/03/2019 | SGD450.00 | Waters USA Consign equipment For the calibration cost not fixed, Keysight will follow the marketing quote | 194
26 | WATERS (UNIVERSAL TESTER) | PWAT-16GC0026 | Keithley 236 Source Measure unit | Keithley | 236 | 497638 | Keysight | 12 | 19/03/2018 | 19/03/2019 | SGD450.00 | Waters USA Consign equipment For the calibration cost not fixed, Keysight will follow the marketing quote | 213
27 | WATERS (PCBA) | PWAT-16GC0027 | Keithley 236 Source Measure unit | Keithley | 236 | 0549819 (ID#95105) | Keysight | 12 | 17/05/2018 | 17/05/2019 | SGD309.00 | Waters USA Consign equipment For the calibration cost not fixed, Keysight will follow the marketing quote | 215
28 | WATERS (PCBA) | PWAT-16GC0028 | Keithley 236 Source Measure unit | Keithley | 236 | 0796740 (ID#90275) | ESSCO | 12 | 07/06/2018 | 07/06/2019 | SGD450.00 | Waters USA Consign equipment For the calibration cost not fixed, Keysight will follow the marketing quote | 216
29 | WATERS (UNIVERSAL TESTER) | PWAT-16GC0029 | Keithley 236 Source Measure unit | Keithley | 236 | 0648819 (ID#90317) | Keysight | 12 | 06/05/2018 | 06/05/2019 | SGD309.00 | Waters USA Consign equipment For the calibration cost not fixed, Keysight will follow the marketing quote | 214
30 | WATERS (GTS TESTER) | PWAT-16GC0030 | M Series Multifunction DAQ | National Instruments | PXI6229 | 145DEFE | Micro Precision | 12 | 30/07/2018 | 30/07/2019 | USD270.00 | Waters USA Consign equipment | 208
31 | WATERS (GTS TESTER) | PWAT-16GC0031 | M Series Multifunction DAQ | National Instruments | PXI6229 | 145DF3A | Micro Precision | 12 | 30/07/2018 | 30/07/2019 | USD270.00 | Waters USA Consign equipment | 209
32 | WATERS (GTS TESTER) | PWAT-16GC0033 | Multimeter | Agilent | 34411A | MY53002751/95155 | Micro Precision | 12 | 18/09/2018 | 18/09/2019 | USD144.00 | Waters USA Consign equipment | 210
33 | WATERS (RACAL TESTER) | PWAT-16GC0034 | Oscillascope | Textronix | TDS460A | B060926 | Micro Precision | 12 | 30/07/2018 | 30/07/2019 | USD350.00 | Waters USA Consign equipment | 195
34 | WATERS (UNIVERSAL TESTER) | PWAT-16GC0035 | PCI 6025E | National Instruments | 6025E | C57A10 | Micro Precision | 12 | 08/11/2018 | 08/11/2019 | USD250.00 | Waters USA Consign equipment | 212
35 | WATERS (GTS TESTER) | PWAT-16GC0036 | POWER SMU | NATIONAL INSTRUMENTS | PXI4130 | 145025B | Micro Precision | 12 | 30/07/2018 | 30/07/2019 | USD270.00 | Waters USA Consign equipment | 211
36 | WATERS (RACAL TESTER) | PWAT-16GC0038 | VXI 6 1/2 Digit Multimeter | Racal-Dana Instruments, inc. | 4152A | US38010437 | Micro Precision | 12 | 12/10/2018 | 12/10/2019 | USD360.00 | Waters USA Consign equipment Used in production line when calibrated done on 12-Oct-2018 | 218
37 | WATERS (RACAL TESTER) | PWAT-16GC0039 | VXI 6 1/2 Digit Multimeter | Racal-Dana Instruments, Inc. | 4152A | US38010248 | Micro Precision | 12 | 17/11/2017 | 17/11/2018 | USD360.00 | Waters USA Consign equipment Spare unit, Keep in Lab, will be arrange calibration maybe Q1 2019 (Jan 2019 to Mar 2019) | 196
38 | WATERS (RACAL TESTER) | PWAT-16GC0040 | VXI Universal Counter 200 MHZ | Racal-Dana Instruments, inc. | 2461-CD | 03070017 | Micro Precision | 12 | 31/01/2017 | 31/01/2018 | USD300.00 | Waters USA Consign equipment Unit can’t calibrate due to failed “communication” problems during calibration on 12-Oct-18. Now pending Jason inform customer. Keep in Lab and pasted "Do not use label" on 12-Oct-2018. | 217
39 | WATERS (RACAL TESTER) | PWAT-16GC0041 | VXI Universal Counter 200 MHZ | Racal-Dana Instruments, Inc. | 2461-CD | 1210 | Micro Precision | 12 | 12/10/2018 | 12/10/2019 | USD300.00 | Waters USA Consign equipment Used in production line when calibrated done on 12-Oct-2018 | 197
40 | WATERS (RACAL TESTER) | PWAT-16GC0042 | VXI Waveform Generator | Racal-Dana Instruments, Inc. | 3151A+ | 9809972 | Micro Precision | 12 | 30/07/2018 | 30/07/2019 | USD480.00 | Waters USA Consign equipment Removed from production line on 12-Oct-18. Spare unit, keep in Lab on 12-Oct-2018 | 198
41 | WATERS (RACAL TESTER) | PWAT-16GC0043 | VXI Waveform Generator | Racal-Dana Instruments, inc. | 3151A+ | 0101813 | Micro Precision | 12 | 12/10/2018 | 12/10/2019 | USD480.00 | Waters USA Consign equipment Used in production line when calibrated done on 12-Oct-2018 | 219
42 | WATERS (JUNIOR GTS FOR QDA) | PWAT-18GC0046 | 6 1/2 DIGITAL MULTIMETER | AGILENT | 34411A | MY48003234 | Micro Precision | 12 | 12/10/2018 | 12/10/2019 | USD144.00 | Waters UK Consign equipment | 177
43 | WATERS (JUNIOR GTS FOR QDA) | PWAT-18GC0047 | 20 MHZ FUNCTION/ARBITRARY WAVEFORM GENERATOR | AGILENT | 33220A | MY44015802 | Micro Precision | 12 | 12/07/2018 | 12/07/2019 | USD250.00 | Waters UK Consign equipment | 178
44 | WATERS (JUNIOR GTS FOR QDA) | PWAT-18GC0048 | DIGITAL PHOSPOR OSCILLOSCOPE | TEKTRONIX | TDS3054C | C020604 | Micro Precision | 12 | 12/10/2018 | 12/10/2019 | USD200.00 | Waters UK Consign equipment | 179
45 | WATERS | W1-16GC0002 | Digital Gram Balance - WP07 (Weighing Scale) | AND (HR-200) | HR-200 | 12335004 (93371) | MING DENG METROLOGY SERVICES PTD LTD | 6 | 15/11/2018 | 15/05/2019 | SGD90.00 | Consigned equipment | 152
46 | WATERS | W1-16GC0005 | Digital Gram Balance - WP07 (Weighing Scale) | AND (HR-200) | HR-200 | 12333739 (93373) | MING DENG METROLOGY SERVICES PTD LTD | 6 | 15/11/2018 | 15/05/2019 | SGD90.00 | Consigned equipment | 154
47 | WATERS | W1-16GC0008 | Digital Gram Balance - WP07 (Weighing Scale) | AND (HR-200) | HR-200 | 12333783 (93372) | MING DENG METROLOGY SERVICES PTD LTD | 6 | 15/11/2018 | 15/05/2019 | SGD90.00 | Consigned equipment | 156
48 | WATERS | W1-16GC0011 | Digital Gram Balance - WP07 (Weighing Scale) | AND (HR-200) | HR-200 | 12333730 (93370) | MING DENG METROLOGY SERVICES PTD LTD | 6 | 15/11/2018 | 15/05/2019 | SGD90.00 | Consigned equipment | 158
49 | WATERS | W1-16GC0014 | Digital Gram Balance - WP07 (Weighing Scale) | AND (HR-200) | HR-200 | 12316088 (90966) | MING DENG METROLOGY SERVICES PTD LTD | 6 | 18/07/2018 | 18/01/2019 | SGD90.00 | Consigned equipment | 160
50 | WATERS | W1-16GC0068 | Digital Gram Balance - WP07 (Weighing Scale) | AND (HR-200) | HR-200 | 12336767(94322) | MING DENG METROLOGY SERVICES PTD LTD | 6 | 18/07/2018 | 18/01/2019 | SGD90.00 | Consigned equipment | 169
51 | WATERS | W1-16GC0016 | Multimeter / Data Acquisition System | Keithley | Keithley 2700 | 1227711 | SGS | 12 | 23/03/2018 | 23/03/2019 | SGD220.00 | Consigned equipment | 162
52 | WATERS | W1-16GC0017 | Digital Process Indicators | CHROMA | DP81R-SER-DC2 | 09030136 | SGS | 12 | 02/01/2018 | 02/01/2019 | SGD438.00 | Consigned equipment | 163
53 | WATERS | W1-16GC0018 | Digital Process Indicator C/W Probe | Omega | DP 80 | TE83013-2 (10060165) | CALTEK PTE LTD | 12 | 01/06/2018 | 01/06/2019 | SGD180.00 | Consigned equipment | 164
54 | WATERS | W1-16GC0020 | Electrical Safety Analyzer | Chroma | 19032 | 19032G400264 (ID#93467) | MICRO PRECISION | 12 | 30/07/2018 | 30/07/2019 | USD240.00 | Consigned equipment | 165
55 | WATERS | W1-16GC0021 | Electrical Safety Analyzer | QuadTech | Guardian 6000 | 7312754 (ID#91356) | MICRO PRECISION | 12 | 08/11/2018 | 08/11/2019 | USD240.00 | Consigned equipment | 166
56 | WATERS | W1-16GC0022 | Electrical Safety Analyzer | QuadTech | Guardian 6000 | 5278621 (ID#91693) | MICRO PRECISION | 12 | 18/01/2018 | 18/01/2019 | USD240.00 | Consigned equipment | 167
57 | WATERS | W1-16GC0023 | Electrical Safety Analyzer | QuadTech | 6000 Plus | 11173729 (ID#91890) | MICRO PRECISION | 12 | 14/03/2018 | 14/03/2019 | USD240.00 | Consigned equipment | 168
58 | WATERS | W1-16GC0087 | Load Box | CHROMA | S14-03 | 7322783 | BESTLABS | 12 | 13/03/2018 | 13/03/2019 | SGD100.00 | Consigned equipment | 171
59 | WATERS | W1-16GC0088 | Load Box | CHROMA | S14-03 | 7322786 | BESTLABS | 12 | 13/03/2018 | 13/03/2019 | SGD100.00 | Consigned equipment | 172
60 | WATERS | W1-16GC0089 | Load Box | CHROMA | S14-03 | 14354687 | BESTLABS | 12 | 13/03/2018 | 13/03/2019 | SGD100.00 | Consigned equipment | 173
61 | WATERS | W1-16GC0090 | Load Box | CHROMA | S14-03 | 14354682 | BESTLABS | 12 | 13/03/2018 | 13/03/2019 | SGD100.00 | Consigned equipment | 174
62 | WATERS | W1-16GC0091 | Load Box | CHROMA | S14-03 | 14354698 | BESTLABS | 12 | 13/03/2018 | 13/03/2019 | SGD100.00 | Consigned equipment | 175
63 | WATERS | W1-17GC0122 | Pat and Flash Tester | Seaward Electronic | CLARE HAL 104 | 34J-0747 | MICRO PRECISION | 12 | 31/8/2018 | 31/8/2019 | USD432.00 | Consigned Equipment | 176
64 | WATERS | W1-18GC0150 | Insulation Tester | Megger | MIT400 | 0703071132 | MICRO PRECISION | 12 | 08/11/2018 | 08/11/2019 | USD180.00 | Consigned equipment New equipment Mi Mi inform on 24-Oct-18 | #VALUE!
65 | WATERS (GTS TESTER) | PWAT-18GC0049 | DC POWER SUPPLY | TDK-Lambda | GENH30-25 | 97019 | NA | 12 | Feb'18 | Feb'19 | 0.0 | Waters UK Consign equipment New Equipment & without previous cal report, will be update the calibration house & calibration price once calibrate done on Feb-2019 | #VALUE!
66 | WATERS (GTS TESTER) | PWAT-18GC0050 | DC POWER SUPPLY | TDK-Lambda | GENH30-25 | 97020 | NA | 12 | Feb'18 | Feb'19 | 0.0 | Waters UK Consign equipment New Equipment & without previous cal report, will be update the calibration house & calibration price once calibrate done on Feb-2019 | #VALUE!
67 | WATERS (GTS TESTER) | PWAT-18GC0051 | DC POWER SUPPLY | TDK-Lambda | GENH60-12.5 | 97015 | NA | 12 | Feb'18 | Feb'19 | 0.0 | Waters UK Consign equipment New Equipment & without previous cal report, will be update the calibration house & calibration price once calibrate done on Feb-2019 | #VALUE!
68 | WATERS (GTS TESTER) | PWAT-18GC0052 | DC POWER SUPPLY | TDK-Lambda | GENH60-12.5 | 97016 | NA | 12 | Feb'18 | Feb'19 | 0.0 | Waters UK Consign equipment New Equipment & without previous cal report, will be update the calibration house & calibration price once calibrate done on Feb-2019 | #VALUE!
69 | WATERS (GTS TESTER) | PWAT-18GC0053 | DC POWER SUPPLY | TDK-Lambda | GENH60-12.5 | 97017 | NA | 12 | Feb'18 | Feb'19 | 0.0 | Waters UK Consign equipment New Equipment & without previous cal report, will be update the calibration house & calibration price once calibrate done on Feb-2019 | #VALUE!
70 | WATERS (GTS TESTER) | PWAT-18GC0054 | DC POWER SUPPLY | TDK-Lambda | GENH60-12.5 | 97018 | NA | 12 | Feb'18 | Feb'19 | 0.0 | Waters UK Consign equipment New Equipment & without previous cal report, will be update the calibration house & calibration price once calibrate done on Feb-2019 | #VALUE!
71 | WATERS (GTS TESTER) | PWAT-18GC0055 | DC ELECTRONIC LOAD | CHROMA | 63103A | 97010 | NA | 12 | Feb'18 | Feb'19 | 0.0 | Waters UK Consign equipment New Equipment & without previous cal report, will be update the calibration house & calibration price once calibrate done on Feb-2019 | #VALUE!
72 | WATERS (GTS TESTER) | PWAT-18GC0056 | DC ELECTRONIC LOAD | CHROMA | 63103A | 97011 | NA | 12 | Feb'18 | Feb'19 | 0.0 | Waters UK Consign equipment New Equipment & without previous cal report, will be update the calibration house & calibration price once calibrate done on Feb-2019 | #VALUE!
73 | WATERS (GTS TESTER) | PWAT-18GC0057 | DC ELECTRONIC LOAD | CHROMA | 63103A | 97012 | NA | 12 | Feb'18 | Feb'19 | 0.0 | Waters UK Consign equipment New Equipment & without previous cal report, will be update the calibration house & calibration price once calibrate done on Feb-2019 | #VALUE!
74 | WATERS (GTS TESTER) | PWAT-18GC0058 | DC ELECTRONIC LOAD | CHROMA | 63103A | 97013 | NA | 12 | Feb'18 | Feb'19 | 0.0 | Waters UK Consign equipment New Equipment & without previous cal report, will be update the calibration house & calibration price once calibrate done on Feb-2019 | #VALUE!
75 | WATERS (GTS TESTER) | PWAT-18GC0059 | 6 1/2 DIGITAL MULTIMETER | AGILENT | 34411A | 97025 | NA | 12 | Feb'18 | Feb'19 | 0.0 | Waters UK Consign equipment New Equipment & without previous cal report, will be update the calibration house & calibration price once calibrate done on Feb-2019 | #VALUE!
76 | WATERS (GTS TESTER) | PWAT-18GC0060 | 20 MHZ FUNCTION/ARBITRARY WAVEFORM GENERATOR | AGILENT | 33220A | 97026 | NA | 12 | Feb'18 | Feb'19 | 0.0 | Waters UK Consign equipment New Equipment & without previous cal report, will be update the calibration house & calibration price once calibrate done on Feb-2019 | #VALUE!
77 | WATERS (GTS TESTER) | PWAT-18GC0061 | DIGITAL PHOSPOR OSCILLOSCOPE | TEKTRONIX | TDS 3054C | 97024 | NA | 12 | Feb'18 | Feb'19 | 0.0 | Waters UK Consign equipment New Equipment & without previous cal report, will be update the calibration house & calibration price once calibrate done on Feb-2019 | #VALUE!
78 | WATERS (GTS TESTER) | PWAT-18GC0062 | Prog Resistor | Marvin Test Solution | GX1164 | 97014 | NA | 12 | Feb'18 | Feb'19 | 0.0 | Waters UK Consign equipment New Equipment & without previous cal report, will be update the calibration house & calibration price once calibrate done on Feb-2019 | #VALUE!
79 | WATERS (GTS TESTER) | PWAT-18GC0063 | Multifunction DAQ | National Instrument | NI PXI-6229 | 97021 | NA | 12 | Feb'18 | Feb'19 | 0.0 | Waters UK Consign equipment New Equipment & without previous cal report, will be update the calibration house & calibration price once calibrate done on Feb-2019 | #VALUE!
80 | WATERS (GTS TESTER) | PWAT-18GC0064 | Multifunction DAQ | National Instrument | NI PXI-6229 | 97022 | NA | 12 | Feb'18 | Feb'19 | 0.0 | Waters UK Consign equipment New Equipment & without previous cal report, will be update the calibration house & calibration price once calibrate done on Feb-2019 | #VALUE!
81 | WATERS (GTS TESTER) | PWAT-18GC0065 | Power SMU | National Instrument | NI PXI-4130 | 97023 | NA | 12 | Feb'18 | Feb'19 | 0.0 | Waters UK Consign equipment New Equipment & without previous cal report, will be update the calibration house & calibration price once calibrate done on Feb-2019 | #VALUE!
Prepared by Venture
Name : Lee Kwang Quek
Signature :
Designation : Technician
Date :

## Venture wo payment original
Waters consigned equipment, Total : 89 items (Without Payment) | [10 empty] | Date : 07-Dec-2018
NO | LOCATION | EQUIPMENT ID | EQUIPMENT NAME | MANUFACTURER | MODEL | MANUFACTURER SERIAL NO | CALIBRATION SOURCE / PM SOURCE | CALIBRATION CYCLE / PM CYCLE | LAST CALIBRATION / LAST PM | NEXT CALIBRATION / NEXT PM | REMARK
1 | WATERS (RACAL TESTER) | PWAT-16GC0001 | DC Electronic Load mainframe | HEWLETT PACKARD | 6050A | 3312A02661 | Micro Precision | 12 | 03/05/2018 | 03/05/2019 | Waters USA Consign equipment mainframe for verify only.
2 | WATERS (GTS TESTER) | PWAT-16GC0032 | MPS MAINFRAME | HEWLETT PACKARD | 66000A | US35221282 | Micro Precision | 12 | 03/05/2018 | 03/05/2019 | Waters USA Consign equipment mainframe for verify only.
3 | WATERS (GTS TESTER) | PWAT-16GC0037 | Prog. Resistance Card | Geotest | GX1164-01 | 11640209 (95750) | ESSCO | 24 | 04/05/2017 | 04/05/2019 | Waters USA Consign equipment Waters will consigned another card for replacement and will collect back the current due item and send for cailbration
4 | WATERS (CLEAN ROOM) | W1-17GC0095 | Leak Detector | Leybold | PhoenixL 300i | 90001301209 | LEYBOLD | 15 | 29/06/2018 | 29/09/2019 | Consigned Equipment We will informed Waters to arrange Supplier come for onsite calibration and Waters will pay directly to Supplier
5 | WATERS | W1-16GC0001 | Acquity SDS Automated Test Station | WATERS | NA | TE82943-20 | VENTURE | 12 | 10/10/2018 | 10/10/2019 | Consigned equipment
6 | WATERS | W1-16GC0003 | TUV Detector | WATERS | 186015031 | G15TUV600A (ID#92110) | VENTURE | 12 | 10/10/2018 | 10/10/2019 | Consigned equipment
7 | WATERS | W1-16GC0004 | Acquity SDS Automated Test Station | WATERS | NA | TE82943-19 | VENTURE | 12 | 12/10/2018 | 12/10/2019 | Consigned equipment
8 | WATERS | W1-16GC0006 | TUV Detector | WATERS | 186015031 | G15TUV599A (ID#92099) | VENTURE | 12 | 12/10/2018 | 12/10/2019 | Consigned equipment
9 | WATERS | W1-16GC0007 | Acquity SDS Automated Test Station | WATERS | NA | TE82943-21 | VENTURE | 12 | 11/10/2018 | 11/10/2019 | Consigned equipment
10 | WATERS | W1-16GC0009 | TUV Detector | WATERS | 186015031 | G15TUV601A (ID#92098) | VENTURE | 12 | 11/10/2018 | 11/10/2019 | Consigned equipment
11 | WATERS | W1-16GC0010 | Acquity SDS Automated Test Station | WATERS | NA | TE82943-22 | VENTURE | 12 | 12/10/2018 | 12/10/2019 | Consigned equipment
12 | WATERS | W1-16GC0012 | TUV Detector | WATERS | 186015031 | G15TUV584A (ID#92096) | VENTURE | 12 | 12/10/2018 | 12/10/2019 | Consigned equipment
13 | WATERS | W1-16GC0013 | Acquity SDS Automated Test Station | WATERS | NA | TE82943-1 | VENTURE | 12 | 11/10/2018 | 11/10/2019 | Consigned equipment
14 | WATERS | W1-16GC0015 | TUV Detector | WATERS | 800000204 | A09UPT639R (ID#93062) | VENTURE | 12 | 11/10/2018 | 11/10/2019 | Consigned equipment
15 | WATERS | W1-16GC0020 | Electrical Safety Analyzer | Chroma | 19032 | 19032G400264 (ID#93467) | VENTURE | 12 | 10/08/2018 | 10/08/2019 | Consigned equipment. Will do calibration with PM at yearly
16 | WATERS | W1-16GC0021 | Electrical Safety Analyzer | QuadTech | Guardian 6000 | 7312754 (ID#91356) | VENTURE | 12 | 08/11/2018 | 08/11/2019 | Consigned equipment. Will do calibration with PM at yearly
17 | WATERS | W1-16GC0022 | Electrical Safety Analyzer | QuadTech | Guardian 6000 | 5278621 (ID#91693) | VENTURE | 12 | 26/01/2018 | 26/01/2019 | Consigned equipment. Will do calibration with PM at yearly
18 | WATERS | W1-16GC0023 | Electrical Safety Analyzer | QuadTech | 6000 Plus | 11173729 (ID#91890) | VENTURE | 12 | 14/03/2018 | 14/03/2019 | Consigned equipment. Will do calibration with PM at yearly
19 | WATERS | W1-16GC0024 | 515 HPLC PUMP | WATERS | WAT207000 | D11515058A | VENTURE | 12 | 29/03/2018 | 29/03/2019 | Consigned equipment
20 | WATERS | W1-16GC0025 | 515 HPLC PUMP | WATERS | WAT207000 | D11515059A | VENTURE | 12 | 29/03/2018 | 29/03/2019 | Consigned equipment
21 | WATERS | W1-16GC0026 | 1525 Binary HPLC Pump | WATERS | 800000146 | C0925P516R | FLEXTRONICS | 12 | 03/05/2018 | 03/05/2019 | Consigned equipment
22 | WATERS | W1-16GC0027 | 1525 Binary HPLC Pump | WATERS | 800000146 | G0925P662R | FLEXTRONICS | 12 | 10/05/2018 | 10/05/2019 | Consigned equipment
23 | WATERS | W1-16GC0028 | Actuator Homing Box | WATERS | NA | TE83076-1 | VENTURE | 12 | 29/10/2018 | 29/10/2019 | Consigned equipment
24 | WATERS | W1-16GC0029 | I-Class BSM | WATERS | 800000240 | B08UPB497R (ID#91968) | VENTURE | 12 | 05/10/2018 | 05/10/2019 | Consigned equipment
25 | WATERS | W1-16GC0030 | ACQUITY UPLC CM-A | WATERS | 186015043 | D11CMP976N (ID#82516) | VENTURE | 12 | 05/10/2018 | 05/10/2019 | Consigned equipment
26 | WATERS | W1-16GC0031 | UPLC TUV Detector | WATERS | 800000204 | A10UPT391R (ID#91844) | FLEXTRONICS | 12 | 05/10/2018 | 05/10/2019 | Consigned equipment
27 | WATERS | W1-16GC0032 | I-Class BSM | WATERS | 800000240 | A11UPB494R (ID#91967) | VENTURE | 12 | 07/10/2018 | 07/10/2019 | Consigned equipment
28 | WATERS | W1-16GC0033 | ACQUITY UPLC CM-A | WATERS | 186015043 | D11CMP975N (ID#82517) | VENTURE | 12 | 05/10/2018 | 05/10/2019 | Consigned equipment
29 | WATERS | W1-16GC0034 | UPLC TUV Detector | WATERS | 800000204 | A10UPT477R (ID#91847) | FLEXTRONICS | 12 | 05/10/2018 | 05/10/2019 | Consigned equipment
30 | WATERS | W1-16GC0035 | I-Class BSM | WATERS | 186015000 | E09UPB549R (ID#82514) | VENTURE | 12 | 12/10/2018 | 12/10/2019 | Consigned equipment
31 | WATERS | W1-16GC0036 | ACQUITY UPLC CM-A | WATERS | 186015043 | D11CMP980N (ID#82518) | VENTURE | 12 | 10/10/2018 | 10/10/2019 | Consigned equipment
32 | WATERS | W1-16GC0037 | UPLC TUV Detector | WATERS | 800000204 | L09UPT295R (ID#91854) | FLEXTRONICS | 12 | 10/10/2018 | 10/10/2019 | Consigned equipment
33 | WATERS | W1-16GC0038 | I-Class BSM | WATERS | 186015000 | L10UPB377R (ID#82515) | VENTURE | 12 | 11/10/2018 | 11/10/2019 | Consigned equipment
34 | WATERS | W1-16GC0039 | ACQUITY UPLC CM-A | WATERS | 186015043 | D11CMP978N (ID#82519) | VENTURE | 12 | 10/10/2018 | 10/10/2019 | Consigned equipment
35 | WATERS | W1-16GC0040 | UPLC TUV Detector | WATERS | 800000204 | B10UPT530R (ID#91850) | FLEXTRONICS | 12 | 09/10/2018 | 09/10/2019 | Consigned equipment
36 | WATERS | W1-16GC0041 | I-Class BSM | WATERS | 186015000 | G09UPB973R (ID#91846) | VENTURE | 12 | 02/01/2018 | 02/01/2019 | Consigned equipment
37 | WATERS | W1-16GC0042 | ACQUITY UPLC CM-A | WATERS | 186015043 | D11CMP922N (ID#82512) | VENTURE | 12 | 29/12/2017 | 29/12/2018 | Consigned equipment
38 | WATERS | W1-16GC0043 | UPLC TUV Detector | WATERS | 800000204 | A09UPT635R (ID#91404) | FLEXTRONICS | 12 | 29/12/2017 | 29/12/2018 | Consigned equipment
39 | WATERS | W1-16GC0044 | I-Class BSM | WATERS | 186015000 | G09UPB976R (ID#91849) | VENTURE | 12 | 30/12/2017 | 30/12/2018 | Consigned equipment
40 | WATERS | W1-16GC0045 | ACQUITY UPLC CM-A | WATERS | 186015043 | D11CMP973N (ID#82510) | VENTURE | 12 | 29/12/2017 | 29/12/2018 | Consigned equipment
41 | WATERS | W1-16GC0046 | UPLC TUV Detector | WATERS | 186015028 | G05UPT009N (ID#91405) | FLEXTRONICS | 12 | 29/12/2017 | 29/12/2018 | Consigned equipment
42 | WATERS | W1-16GC0047 | I-Class BSM | WATERS | 186015000 | J10UPB055R (ID#91855) | VENTURE | 12 | 31/12/2017 | 31/12/2018 | Consigned equipment
43 | WATERS | W1-16GC0048 | ACQUITY UPLC CM-A | WATERS | 186015043 | D11CMP924N (ID#82513) | VENTURE | 12 | 29/12/2017 | 29/12/2018 | Consigned equipment
44 | WATERS | W1-16GC0049 | ACQUITY UPLC TUV Detector | WATERS | 186015031 | F10TUV144A (ID#91484) | FLEXTRONICS | 12 | 15/01/2018 | 15/01/2019 | Consigned equipment
45 | WATERS | W1-16GC0050 | I-Class BSM | WATERS | 186015000 | G09UPB980R (ID#91852) | VENTURE | 12 | 03/01/2018 | 03/01/2019 | Consigned equipment
46 | WATERS | W1-16GC0051 | ACQUITY UPLC CM-A | WATERS | 186015043 | D11CMP983N (ID#82511) | VENTURE | 12 | 29/12/2017 | 29/12/2018 | Consigned equipment
47 | WATERS | W1-16GC0052 | ACQUITY UPLC TUV Detector | WATERS | 186015031 | F10TUV143A (ID#91483) | FLEXTRONICS | 12 | 11/01/2018 | 11/01/2019 | Consigned equipment
48 | WATERS | W1-16GC0053 | BSM | WATERS | 800000240 | F08UPB669R | WATERS | 12 | 19/04/2018 | 19/04/2019 | Consigned equipment
49 | WATERS | W1-16GC0054 | SM | WATERS | 800000277 | F08UPA229R | WATERS | 12 | 19/04/2018 | 19/04/2019 | Consigned equipment
50 | WATERS | W1-16GC0055 | TUV Detector | WATERS | 800000204 | G08UPT373R | WATERS | 12 | 19/04/2018 | 19/04/2019 | Consigned equipment
51 | WATERS | W1-16GC0056 | Column Manager Aux | WATERS | 186015049 | C11CMX315N | VENTURE | 12 | 05/09/2018 | 05/09/2019 | Consigned equipment
52 | WATERS | W1-16GC0057 | Column Manager | WATERS | 186010543 | A11CMP554N | VENTURE | 12 | 05/09/2018 | 05/09/2019 | Consigned equipment
53 | WATERS | W1-16GC0058 | Column Manager Aux | WATERS | 186015049 | M11CMX180G | VENTURE | 12 | 05/09/2018 | 05/09/2019 | Consigned equipment
54 | WATERS | W1-16GC0059 | Column Manager | WATERS | 186015043 | B12CMP296G | VENTURE | 12 | 05/09/2018 | 05/09/2019 | Consigned equipment
55 | WATERS | W1-16GC0060 | UPLC TUV Detector | WATERS | 186015031 | G15TUV597A (ID#92097) | VENTURE | 12 | 12/10/2018 | 12/10/2019 | Consigned equipment
56 | WATERS | W1-16GC0061 | CPSM Metering Syringe Tester | WATERS | LAC/E 32 | TE83006-2 | VENTURE | 12 | 02/01/2018 | 02/01/2019 | Consigned equipment
57 | WATERS | W1-16GC0062 | RTZ TESTER-2 | WATERS | NA | TE82995-2 | VENTURE | 12 | 16/01/2018 | 16/01/2019 | Consigned equipment
58 | WATERS | W1-16GC0063 | RTZ TESTER-3 | WATERS | NA | TE82995-3 | VENTURE | 12 | 16/01/2018 | 16/01/2019 | Consigned equipment
59 | WATERS | W1-16GC0064 | FTN BEZEL TESTER | WATERS | NA | TE83084-2 | VENTURE | 12 | 31/08/2018 | 31/08/2019 | Consigned equipment
60 | WATERS | W1-16GC0065 | Alliance Column Heater/Cooler | WATERS | LAC/E 32 | TE82774-2 | VENTURE | 12 | 15/10/2018 | 15/10/2019 | Consigned equipment
61 | WATERS | W1-16GC0066 | Alliance Column Heater/Cooler | WATERS | LAC/E 32 | TE82774-3 | VENTURE | 12 | 15/10/2018 | 15/10/2019 | Consigned equipment
62 | WATERS | W1-16GC0067 | Acquity SDS Automated Test Station | WATERS | NA | TE82943-24 | VENTURE | 12 | 12/10/2018 | 12/10/2019 | Consigned equipment
63 | WATERS | W1-16GC0092 | Temperature Control Module ll Final Tester | WATERS | NA | TE82818 | VENTURE | 12 | 28/02/2018 | 2019-02-28 | Consigned equipment
64 | WATERS | W1-17GC0094 | 600 Controller Tester | WATERS | N/A | TE82824 | VENTURE | 12 | 02/01/2018 | 02/01/2019 | Consigned equipment
65 | WATERS | W1-17GC0097 | Lamp Alignment Station | WATERS | LAC/E 32 | TE83029-1 | VENTURE | 12 | 03/01/2018 | 03/01/2019 | Consigned equipment
66 | WATERS | W1-17GC0098 | FLR Optics Bench Alignment Station | WATERS | LAC/E 32 | TE83032-1 | VENTURE | 12 | 03/01/2018 | 03/01/2019 | Consigned equipment
67 | WATERS | W1-17GC0099 | 2475 Optics Bench Alignment Station | WATERS | LAC/E 32 | TE83031-1 | VENTURE | 12 | 03/01/2018 | 03/01/2019 | Consigned equipment
68 | WATERS | W1-17GC0100 | Detector Firmware & Serial Number Download Station | WATERS | LAC/E 32 | TE82757 | VENTURE | 12 | 02/01/2018 | 02/01/2019 | Consigned equipment
69 | WATERS | W1-17GC0101 | Detector Final Test Station | WATERS | LAC/E 32 | TE82760-4 | VENTURE | 12 | 13/06/2018 | 13/06/2019 | Consigned equipment
70 | WATERS | W1-17GC0102 | Detector Final Test Station | WATERS | LAC/E 32 | TE82760-5 | VENTURE | 12 | 13/06/2018 | 13/06/2019 | Consigned equipment
71 | WATERS | W1-17GC0103 | Column Manager Test System, Empower Work Station | WATERS | LAC/E 32 | TE82984-1 | VENTURE | 12 | 13/06/2018 | 13/06/2019 | Consigned equipment
72 | WATERS | W1-17GC0104 | Column Manager Empower Work Station | WATERS | LAC/E 32 | TE82987-1 | VENTURE | 12 | 13/06/2018 | 13/06/2019 | Consigned equipment
73 | WATERS | W1-17GC0105 | Acquity CMA Test Station | WATERS | LENOVO | TE83026-1 | VENTURE | 12 | 05/09/2018 | 05/09/2019 | Consigned equipment
74 | WATERS | W1-17GC0106 | Acquity CMA Test Station | WATERS | LAC/E 32 | TE83026-2 | VENTURE | 12 | 05/09/2018 | 05/09/2019 | Consigned equipment
75 | WATERS | W1-17GC0107 | PCM II Final Test Station | WATERS | N/A | TE82817 | VENTURE | 12 | 02/01/2018 | 02/01/2019 | Consigned equipment
76 | WATERS | W1-17GC0108 | Acquity HTCH Tester | WATERS | LAC/E 32 | TE82956-2 | VENTURE | 12 | 02/01/2018 | 02/01/2019 | Consigned equipment
77 | WATERS | W1-17GC0109 | High Temp Column Heater Test Station | WATERS | LAC/E 32 | TE83013-1 | VENTURE | 12 | 02/01/2018 | 02/01/2019 | Consigned equipment
78 | WATERS | W1-17GC0110 | High Temp Column Heater Test Station | WATERS | LAC/E 32 | TE83013-2 | VENTURE | 12 | 02/01/2018 | 02/01/2019 | Consigned equipment
79 | WATERS | W1-17GC0111 | 1500 Column Heater Final Test System | WATERS | LENOVO | TE82723-3 | VENTURE | 12 | 02/01/2018 | 02/01/2019 | Consigned equipment
80 | WATERS | W1-17GC0112 | Acquity CPSM Final Test System | WATERS | LENOVO | TE83064-10 | VENTURE | 12 | 10/10/2018 | 10/10/2019 | Consigned equipment
81 | WATERS | W1-17GC0113 | Acquity CPSM Final Test System | WATERS | LENOVO | TE83064-11 | VENTURE | 12 | 10/10/2018 | 10/10/2019 | Consigned equipment
82 | WATERS | W1-17GC0114 | Acquity CPSM Final Test System | WATERS | LENOVO | TE83064-12 | VENTURE | 12 | 13/10/2018 | 13/10/2019 | Consigned equipment
83 | WATERS | W1-17GC0115 | Acquity CPSM Final Test System | WATERS | LENOVO | TE83064-13 | VENTURE | 12 | 13/10/2018 | 13/10/2019 | Consigned equipment
84 | WATERS | W1-17GC0116 | Acquity CPSM Final Test System | WATERS | LENOVO | TE83064-14 | VENTURE | 12 | 03/01/2018 | 03/01/2019 | Consigned equipment
85 | WATERS | W1-17GC0117 | Acquity CPSM Final Test System | WATERS | LENOVO | TE83064-15 | VENTURE | 12 | 02/01/2018 | 02/01/2019 | Consigned equipment
86 | WATERS | W1-17GC0118 | Acquity CPSM Final Test System | WATERS | LENOVO | TE83064-16 | VENTURE | 12 | 28/12/2017 | 28/12/2018 | Consigned equipment
87 | WATERS | W1-17GC0119 | Acquity CPSM Final Test System | WATERS | LENOVO | TE83064-17 | VENTURE | 12 | 28/12/2017 | 28/12/2018 | Consigned equipment
88 | WATERS | W1-17GC0120 | Unit Serial Number Label Printer | WATERS | LAC/E 32 | WATERSISNL1 | VENTURE | 12 | 03/04/2018 | 03/04/2019 | Consigned equipment
89 | WATERS | W1-17GC0121 | Certificate Printer | WATERS | LAC/E 32 | WATERSCOFP1 | VENTURE | 12 | 03/04/2018 | 03/04/2019 | Consigned equipment

## Flex Kallang Original
S/N | Equipment ID | Equipment Description | Manufacturer | Model | Equipment Serial Number | Interval | Calibration Date | Due Date | Active | Price USD | Remarks
1 | 196 | Digital Thermometer with Probe (K type) | Fluke | 51 II | 89280141 | 12 Months | 2018-07-23 | 2019-07-23 | Y | 59.4757
2 | 200 | Dual Wavelength Detector | Waters | 2487 | H05487264M | 12 Months | NA | NA | N | 0 | To remove permanently from cal list
3 | 201 | Dual Wavelength Detector | Waters | 2487 | H05487273M | 12 Months | NA | NA | N | 0 | To remove permanently from cal list
4 | 202 | Dual Wavelength Detector | Waters | 2487 | H05487257M | 12 Months | NA | NA | N | 0 | To remove permanently from cal list
5 | 203 | Dual Wavelength Detector | Waters | 2487 | H05487269M | 12 Months | NA | NA | N | 0 | To remove permanently from cal list
6 | 204 | Dual Wavelength Detector | Waters | 2487 | H05487256M | 12 Months | NA | NA | N | 0 | To remove permanently from cal list
7 | 205 | Dual Wavelength Detector | Waters | 2487 | H05487250M | 12 Months | NA | NA | N | 0 | To remove permanently from cal list
8 | 206 | Electronic Weigh Balance | AND | HR200 | 12305757 | 06 Months | 2018-08-28 | 2019-02-28 | Y | 53.7033
9 | 207 | Column Heater | Waters | WAT091727 | M03CHM015R | 12 Months | 2018-04-03 | 2019-04-03 | Y | 33.34
10 | 208 | Column Heater | Waters | WAT091727 | E01CHM203R | 12 Months | 2018-04-03 | 2019-04-03 | Y | 33.34
11 | 209 | Column Heater | Waters | WAT091727 | D01CHM128R | 12 Months | 2018-02-14 | 2019-02-14 | Y | 33.34
12 | 210 | Column Heater | Waters | WAT091727 | K03CHM938R | 12 Months | 2018-02-14 | 2019-02-14 | Y | 33.34
13 | 211 | Column Heater | Waters | WAT091727 | B03CHM551R | 12 Months | 2018-02-14 | 2019-02-14 | Y | 33.34
14 | 212 | Column Heater | Waters | WAT091727 | F00CHM528R | 12 Months | 2018-02-14 | 2019-02-14 | Y | 33.34
15 | 213 | Column Heater | Waters | WAT091727 | F00CHM531R | 12 Months | 2018-02-13 | 2019-02-13 | Y | 33.34
16 | 214 | Column Heater | Waters | WAT091727 | C03CHM599R | 12 Months | NA | NA | N | 0 | To remove permanently from cal list
17 | 216 | Electronic Weigh Balance | AND | HR200 | 12200404 | 06 Months | 2018-08-28 | 2019-02-28 | Y | 53.7033
18 | 217 | Electronic Weigh Balance | AND | HR200 | 12303279 | 06 Months | 2018-08-28 | 2019-02-28 | Y | 53.7033
19 | 218 | Electronic Weigh Balance | AND | HR200 | 12308385 | 06 Months | NA | NA | N | 57.8285 | To be advise from WPPL(Unit is with WPPL)
20 | 219 | Temperature Control Module | Waters | WAT091728 | J99TCM867R | 12 Months | 2018-01-24 | 2019-01-24 | Y | 33.4
21 | 220 | Temperature Control Module | Waters | WAT091728 | MX5MM4884M | 12 Months | 2018-01-26 | 2019-01-26 | Y | 33.4
22 | 221 | 1500 Series Pump Final Test Station | Waters | Pump | TE82705-2 | 06 Months | 2018-05-22 | 2018-11-22 | Y | 141.94
23 | 222 | 515 Final Test Station | Waters | Pump | TE82534 | 06 Months | 2018-05-22 | 2018-11-22 | Y | 141.94
24 | 223 | HPMV Tester | Waters | NA | TE82625-1 | 06 Months | 2018-07-17 | 2019-01-17 | Y | 141.94
25 | 224 | 2690 Pump Head Tester | Waters | NA | TE82519 | 06 Months | 2018-06-01 | 2018-12-01 | Y | 141.94
26 | 225 | Injector Seal Pack Tester | Waters | TE82503-4 | TE82503-4 | 06 Months | 2018-07-17 | 2019-01-17 | Y | 141.94
27 | 226 | Electronic Weigh Balance | AND | HR200 | 12315717 | 06 Months | 2018-08-28 | 2019-02-28 | Y | 53.7033
28 | 228 | Temperature Control Module | Waters | WAT091728 | H01TCM643M | 12 Months | 2018-01-23 | 2019-01-23 | Y | 33.4
29 | 230 | Temperature Control Module | Waters | WAT091728 | G01TCM633M | 12 Months | 2018-01-24 | 2019-01-24 | Y | 33.4
30 | 231 | Temperature Control Module | Waters | WAT091728 | MX4MM6882M | 12 Months | 2018-04-03 | 2019-04-03 | Y | 33.4
31 | 232 | Temperature Control Module | Waters | WAT091728 | MX5DM2250R | 12 Months | 2018-04-03 | 2019-04-03 | Y | 33.4
32 | 233 | Column Heater | Waters | WAT038040 | H01CHM352M | 12 Months | 2018-02-13 | 2019-02-13 | Y | 33.34
33 | 234 | Column Heater | Waters | WAT038040 | M00CHM910M | 12 Months | 2018-02-13 | 2019-02-13 | Y | 33.34
34 | 235 | Column Heater | Waters | WAT038040 | H01CHM335M | 12 Months | 2018-02-13 | 2019-02-13 | Y | 33.34
35 | 236 | Column Heater | Waters | WAT038040 | MX6JM7863M | 12 Months | 2018-02-15 | 2019-02-15 | Y | 33.34
36 | 237 | Column Heater | Waters | WAT038040 | L97CHM711M | 12 Months | 2018-02-15 | 2019-02-15 | Y | 33.34
37 | 238 | Column Heater | Waters | WAT038040 | MX6KM9444M | 12 Months | 2018-04-02 | 2019-04-02 | Y | 33.34
38 | 239 | Column Heater | Waters | WAT038040 | MX5MM5993M | 12 Months | 2018-02-15 | 2019-02-15 | Y | 33.34
39 | 240 | Dual Wavelength Detector | Waters | 2487 | L03487649M | 12 Months | NA | NA | N | 0 | To remove permanently from cal list
40 | 241 | Dual Wavelength Detector | Waters | 2487 | A01487341M | 12 Months | NA | NA | N | 0 | To remove permanently from cal list
41 | 242 | Dual Wavelength Detector | Waters | 2487 | M00487928M | 12 Months | NA | NA | N | 0 | To remove permanently from cal list
42 | 243 | Dual Wavelength Detector | Waters | 2487 | H05487259M | 12 Months | NA | NA | N | 0 | To remove permanently from cal list
43 | 244 | Column Heater | Waters | WAT038040 | MX6JM7867M | 12 Months | 2018-02-15 | 2019-02-15 | Y | 33.34
44 | 245 | Digital Multimeter | Fluke | 110 | 85730619 | 12 Months | 2018-01-05 | 2019-01-05 | Y | 53.7033
45 | 246 | Digital Multimeter | Fluke | 179 | 90240092 | 12 Months | 2018-01-31 | 2019-01-31 | Y | 53.7033
46 | 247 | Dual Wavelength Detector | Waters | 2487 | L05487886M | 12 Months | NA | NA | N | 0 | To remove permanently from cal list
47 | 248 | Dual Wavelength Detector | Waters | 2487 | B04487485M | 12 Months | NA | NA | N | 0 | To remove permanently from cal list
48 | *** 0249 | Electrical Safety Analyzer | Quadtech | Guardian 6000 | 5037655 | 12 Months | 2018-01-10 | 2019-01-10 | Y | 223.7637
49 | 250 | Dual Wavelength Detector | Waters | 2487 | L05487878M | 12 Months | NA | NA | N | 0 | To remove permanently from cal list
50 | 251 | Dual Wavelength Detector | Waters | 2487 | H05487251M | 12 Months | NA | NA | N | 0 | To remove permanently from cal list
51 | 254 | Dual Wavelength Detector | Waters | 2487 | M00487027M | 12 Months | NA | NA | N | 0 | To remove permanently from cal list
52 | 256 | Pressure Calibrator | Ametek | APC10KGINDG | 9093205 | 12 Months | 2017-09-12 | 2018-09-12 | Y | 232.0288
53 | 258 | Heater Chiller Tester | Waters | NA | TE-82620 | 12 Months | NA | NA | N | 0 | To remove permanently from cal list
54 | 259 | Injector Seal Pack Tester | Waters | TE82503-5 | TE82503-5 | 06 Months | 2018-09-01 | 2019-03-01 | Y | 141.94
55 | 277 | Dual Wavelength Detector | Waters | 2487 | A01487324M | 12 Months | NA | NA | N | 0 | To remove permanently from cal list
56 | 278 | Electronic Weigh Balance | AND | HR200 | 12316922 | 06 Months | 2018-08-28 | 2019-02-28 | Y | 53.7033
57 | 279 | High Voltage Probe | Fluke | 80K-6 | 89200011 | 12 Months | 2018-09-25 | 2019-09-25 | Y | 160.0705
58 | 280 | Clamp Meter | Kyoritsu | 2033 | 66386 | 12 Months | 2018-07-24 | 2019-07-24 | Y | 79.301
59 | 311 | Temperature Control Module | Waters | WAT091728 | E97TCM153R | 12 Months | 2018-01-24 | 2019-01-24 | Y | 33.4
60 | *** 0360 | Electrical Safety Analyzer | Quadtech | Guardian 6000 | 6069766 | 12 Months | 2017-12-04 | 2018-12-04 | Y | 220.2805
61 | 430 | Picoammeter | Keithley | 485 | 310788 | 12 Months | NA | NA | N | 252.9999 | Unit will be calibrated one month before expiry of EQID 0431 (not to be removed from calibration list)
62 | 431 | Picoammeter | Keithley | 485 | 435110 | 12 Months | 2018-03-28 | 2019-03-28 | Y | 201.3873
63 | *** 0432 | Electrical Safety Analyzer | Quadtech | Guardian 6000 Plus | 8280865 | 12 Months | 2018-10-10 | 2019-10-10 | Y | 220.2805
64 | 458 | Auto Pressure (Flowcell Tester) | Waters | NA | TE-82475-2 | 12 Months | 2018-04-11 | 2019-04-11 | Y | 141.94
65 | 481 | Liquilaz | Particle Measuring Systems | E20P | 51053 | 12 Months | 2018-08-17 | 2019-08-17 | Y | 1356.9278
66 | 497 | Electronic Weigh Balance | AND | HR200 | 12326186 | 06 Months | 2018-07-10 | 2019-01-10 | Y | 53.7033
67 | 498 | Electronic Weigh Balance | AND | HR200 | 12326300 | 06 Months | 2018-08-06 | 2019-02-06 | Y | 53.7033
68 | 499 | Electronic Weigh Balance | AND | HR200 | 12324733 | 06 Months | 2018-07-10 | 2019-01-10 | Y | 53.7033
69 | 500 | Electronic Weigh Balance | AND | HR200 | 12326184 | 06 Months | NA | NA | N | 53.7033 | Unit still under repair and will be calibrated once returned (not to be removed from calibration list)
70 | 501 | Electronic Weigh Balance | AND | HR200 | 12326187 | 06 Months | 2018-07-10 | 2019-01-10 | Y | 53.7033
71 | 502 | Electronic Weigh Balance | AND | HR200 | 12326180 | 06 Months | 2018-07-10 | 2019-01-10 | Y | 53.7033
72 | 503 | Electronic Weigh Balance | AND | HR200 | 12326190 | 06 Months | 2018-07-10 | 2019-01-10 | Y | 53.7033
73 | 504 | Electronic Weigh Balance | AND | HR200 | 12326279 | 06 Months | 2018-08-06 | 2019-02-06 | Y | 53.7033
74 | 572 | Electrical Safety Analyzer | Quadtech | Guardian 6000 | 1140660 | 12 Months | NA | NA | N | 0 | To remove permanently from cal list
75 | 592 | Torque Wrench | Snap-on | QD2R1000 | 1009032663 | 06 Months | 2018-08-21 | 2019-02-21 | Y | 47.7363
76 | 593 | Torque Wrench | Utica | TCI-150RA | QK9842 | 06 Months | NA | NA | N | 0 | To remove permanently from cal list
77 | 594 | Dial Depth Gauge | Mitutoyo | 2904S / 7217S | LQY537 / 000943 | 06 Months | 2018-08-28 | 2019-02-28 | Y | 23.8681
78 | 595 | Dial Indicator | Mitutoyo | 2514S | JDY576 | 06 Months | 2018-08-21 | 2019-02-21 | Y | 17.9011
79 | 597 | Mass Flow Meter | AALBORG | GFM17 | 170609-1 | 12 Months | 2018-07-19 | 2019-07-19 | Y | 286.3646
80 | 619 | SmartLink | Keithley | KNM-RTD32 | 693213 | 5 Year | NA | NA | N | 200.7784
81 | 631 | BSM/QSM Tester | Waters | TE-82943 | TE-82943-18 | 12 Months | 2018-01-05 | 2019-01-05 | Y | 15.79
82 | 632 | BSM/QSM Tester | Waters | TE-82943 | TE-82943-17 | 12 Months | 2018-01-05 | 2019-01-05 | Y | 15.79
83 | 633 | BSM/QSM Tester | Waters | TE-82943 | TE-82943-16 | 12 Months | 2018-01-05 | 2019-01-05 | Y | 15.79
84 | 634 | BSM/QSM Tester | Waters | TE-82943 | TE-82943-15 | 12 Months | 2018-01-05 | 2019-01-05 | Y | 15.79
85 | 635 | BSM/QSM Tester | Waters | TE-82943 | TE-82943-14 | 12 Months | 2018-01-05 | 2019-01-05 | Y | 15.79
86 | 636 | BSM/QSM Tester | Waters | TE-82943 | TE-82943-13 | 12 Months | 2018-01-05 | 2019-01-05 | Y | 15.79
87 | 637 | BSM/QSM Tester | Waters | TE-82943 | TE-82943-12 | 12 Months | 2018-01-05 | 2019-01-05 | Y | 15.79
88 | 638 | BSM/QSM Tester | Waters | TE-82943 | TE-82943-11 | 12 Months | 2018-01-05 | 2019-01-05 | Y | 15.79
89 | 670 | Dual Wavelength Detector | Waters | TUV Detector | M09UPT364A | 12 Months | 2018-03-02 | 2019-03-02 | Y | 105.29
90 | 671 | Dual Wavelength Detector | Waters | TUV Detector | M09UPT361A | 12 Months | 2018-05-04 | 2019-05-04 | Y | 105.29
91 | 672 | Dual Wavelength Detector | Waters | TUV Detector | K09UPT215A | 12 Months | 2018-05-03 | 2019-05-03 | Y | 105.29
92 | 673 | Dual Wavelength Detector | Waters | TUV Detector | M09UPT362A | 12 Months | 2018-04-20 | 2019-04-20 | Y | 105.29
93 | 674 | Dual Wavelength Detector | Waters | TUV Detector | M09UPT363A | 12 Months | 2018-04-21 | 2019-04-21 | Y | 105.29
94 | 675 | Dual Wavelength Detector | Waters | TUV Detector | M09UPT360A | 12 Months | 2018-05-04 | 2019-05-04 | Y | 105.29
95 | 676 | Dual Wavelength Detector | Waters | TUV Detector | M09UPT359A | 12 Months | 2018-04-21 | 2019-04-21 | Y | 105.29
96 | 677 | Dual Wavelength Detector | Waters | TUV Detector | M09UPT366A | 12 Months | 2018-04-21 | 2019-04-21 | Y | 105.29
97 | 877 | Torque Wrench | Snap-on | QD1R200 | 408302147 | 06 Months | 2018-08-21 | 2019-02-21 | Y | 47.7363
98 | 1109 | Dual Wavelength Detector | Waters | TUV Detector | K05UPT479M | 12 Months | 2018-02-05 | 2019-02-05 | Y | 105.29
99 | 1350 | Flow Meter | Blue-White | F-40377LN-8 | 1309 | 12 Months | NA | NA | N | 0 | To remove permanently from cal list
100 | 1394 | 2489 UV / Visible Detector | Waters | 186248900 | H1387E726A | 12 Months | 2018-06-13 | 2019-06-13 | Y | 105.29
101 | 1395 | 2489 UV / Visible Detector | Waters | 186248900 | H1387E727A | 12 Months | 2018-07-11 | 2019-07-11 | Y | 105.29
102 | 1396 | 2489 UV / Visible Detector | Waters | 186248900 | H1387E728A | 12 Months | 2018-06-28 | 2019-06-28 | Y | 105.29
103 | 1397 | 2489 UV / Visible Detector | Waters | 186248900 | H1387E729A | 12 Months | 2018-07-19 | 2019-07-19 | Y | 105.29
104 | 1398 | 2489 UV / Visible Detector | Waters | 186248900 | H1387E730A | 12 Months | 2018-07-12 | 2019-07-12 | Y | 105.29
105 | 1399 | 2489 UV / Visible Detector | Waters | 186248900 | H1387E731A | 12 Months | 2018-06-12 | 2019-06-12 | Y | 105.29
106 | 1400 | 2489 UV / Visible Detector | Waters | 186248900 | H1387E732A | 12 Months | 2018-06-12 | 2019-06-12 | Y | 105.29
107 | 1401 | 2489 UV / Visible Detector | Waters | 186248900 | H1387E733A | 12 Months | 2018-06-13 | 2019-06-13 | Y | 105.29
108 | 1402 | 2489 UV / Visible Detector | Waters | 186248900 | H1387E734A | 12 Months | 2018-07-19 | 2019-07-19 | Y | 105.29
109 | 1403 | 2489 UV / Visible Detector | Waters | 186248900 | H1387E735A | 12 Months | 2018-07-11 | 2019-07-11 | Y | 105.29
110 | 1404 | 2489 UV / Visible Detector | Waters | 186248900 | H1387E736A | 12 Months | 2018-06-21 | 2019-06-21 | Y | 105.29
111 | 1405 | 2489 UV / Visible Detector | Waters | 186248900 | H1387E737A | 12 Months | 2018-07-12 | 2019-07-12 | Y | 105.29
112 | 1428 | 2489 UV / Visible Detector | Waters | 186248900 | H1387E710A | 12 Months | 2018-07-11 | 2019-07-11 | Y | 105.29
113 | 1429 | 2489 UV / Visible Detector | Waters | 186248900 | D1387E759A | 12 Months | 2018-04-10 | 2019-04-10 | Y | 105.29
114 | 1430 | 2489 UV / Visible Detector | Waters | 186248900 | D1387E763A | 12 Months | 2018-04-11 | 2019-04-11 | Y | 105.29
115 | 1431 | 2489 UV / Visible Detector | Waters | 186248900 | D1387E765A | 12 Months | 2018-04-12 | 2019-04-12 | Y | 105.29
116 | 1432 | 2489 UV / Visible Detector | Waters | 186248900 | D1387E766A | 12 Months | 2018-04-06 | 2019-04-06 | Y | 105.29
117 | 1433 | 2489 UV / Visible Detector | Waters | 186248900 | C1387E135M | 12 Months | 2018-04-12 | 2019-04-12 | Y | 105.29
118 | *** 1492 | Electrical Safety Analyzer | Chroma | 19032 | 19032G000182 | 12 Months | 2017-11-09 | 2018-11-09 | Y | 220.2805
119 | 1515 | 2489 UV / Visible Detector | WATERS | 186248900 | B1587E607A | 12 Months | 2018-02-15 | 2019-02-15 | Y | 105.29
120 | 1516 | 2489 UV / Visible Detector | WATERS | 186248900 | B1587E608A | 12 Months | 2018-02-15 | 2019-02-15 | Y | 105.29
121 | 1519 | 2489 UV / Visible Detector | WATERS | 186248900 | B1587E609A | 12 Months | 2018-02-15 | 2019-02-15 | Y | 105.29
122 | 1520 | 2489 UV / Visible Detector | WATERS | 186248900 | B1587E610A | 12 Months | 2018-02-20 | 2019-02-20 | Y | 105.29
123 | 1577 | Macbeth Lighting | X-Rite | Judge II | C61093261217 | 12 Months | 2018-09-12 | 2019-09-12 | Y | 807.6951
124 | 1781 | Column Heater | WATERS | WAT091727 | C13CHM795R | 12 Months | 2018-07-20 | 2019-07-20 | Y | 33.34
125 | 1782 | Column Heater | WATERS | WAT091727 | D12CHM299R | 12 Months | 2018-07-20 | 2019-07-20 | Y | 33.34
126 | 1783 | Column Heater | WATERS | WAT091727 | K14CHM398R | 12 Months | 2018-07-20 | 2019-07-20 | Y | 33.34
127 | 1784 | Column Heater | WATERS | WAT091727 | L14CHM438R | 12 Months | 2018-07-20 | 2019-07-20 | Y | 33.34
128 | 1787 | Column Heater | WATERS | WAT091727 | D15CHM641R | 12 Months | 2018-07-20 | 2019-07-20 | Y | 33.34
129 | 2035 | Electronic Weigh Balance | AND | HR200 | 12336741 | 06 Months | 2018-05-15 | 2018-11-15 | Y | 53.7033
130 | 2092 | Electronic Weigh Balance | AND | HR-200 | 12337042 | 06 Months | NA | NA | N | 57.8285 | To be advise from WPPL (Unit is with WPPL)
131 | 2094 | Load Box | Chroma | S14-03 | 14354695 | 12 Months | 2018-04-18 | 2019-04-18 | Y | 89.5055
132 | 2095 | Load Box | Chroma | S14-03 | 14354681 | 12 Months | 2018-04-18 | 2019-04-18 | Y | 89.5055
133 | 2096 | Load Box | Chroma | S14-03 | 14354691 | 12 Months | 2018-04-26 | 2019-04-26 | Y | 89.5055
134 | 2097 | Load Box | Chroma | S14-03 | 7322788 | 12 Months | 2018-04-25 | 2019-04-25 | Y | 89.5055
135 | 2217 | Benchtop Measuring Machine | Quality Vision International | StarLite 150 | RSL1002609 | 12 Months | 2018-04-25 | 2019-04-24 | Y | Calibrated by WPPL vendor
136 | 2346 | Temperature Control Module 2 | Waters | 186002441 | A18TC2481G | 12 Months | 2018-01-29 | 2019-01-29 | Y | Calibrated by WATERS
137 | 2347 | Temperature Control Module 2 | Waters | 186002441 | B18TC2495G | 12 Months | 2018-02-06 | 2019-02-06 | Y | Calibrated by WATERS
138 | 2348 | 2489 UV / Visible Detector | Waters | 186248900 | C1887E101A | 12 Months | 2018-03-21 | 2019-03-21 | Y | Initial Release Covered Flex FT
139 | 2349 | 2489 UV / Visible Detector | Waters | 186248900 | C1887E103A | 12 Months | 2018-03-21 | 2019-03-21 | Y | Initial Release Covered Flex FT
140 | 2350 | 2489 UV / Visible Detector | Waters | 186248900 | C1887E106A | 12 Months | 2018-03-20 | 2019-03-20 | Y | Initial Release Covered Flex FT
141 | 2351 | 2489 UV / Visible Detector | Waters | 186248900 | D1887E275A | 12 Months | 2018-04-09 | 2019-04-09 | Y | Initial Release Covered Flex FT
142 | 2352 | Column Heater Module | Waters | WAT038040 | M17CHM834M | 12 Months | 2018-06-13 | 2019-06-13 | Y | Calibrated by WATERS
143 | 2353 | Column Heater Module | Waters | WAT038040 | M17CHM835M | 12 Months | 2018-06-13 | 2019-06-13 | Y | Calibrated by WATERS
144 | 2354 | Column Heater Module | Waters | WAT038040 | M17CHM839M | 12 Months | 2018-06-13 | 2019-06-13 | Y | Calibrated by WATERS
145 | 2355 | Column Heater Module | Waters | WAT038040 | M17CHM840M | 12 Months | 2018-06-13 | 2019-06-13 | Y | Calibrated by WATERS

## Flex Senai Original
[7 empty] | 3.98 | 1.34
S/N | Equipment ID | Equipment Description | Manufacturer | Equipment Serial Number | Customer ID | Due Date | Price in MYR | Price in SGD | Price in USD
1 | S0168 | Universal Front End Tester | Keithley | 704826 | 95030 | 2018-07-22 | 1279.33 |  | 321.4397
2 | S0169 | Universal Front End Tester | Keithley | 796741 | 90274 | 2018-03-21 | 1279.33 |  | 321.4397
3 | S0170 | Universal Front End Tester | National Instrument | 1347EFD | NA | 2018-03-15 |  | 650 | 485.0746
4 | S0171 | PIC Charge Amp Tester | National Instrument | 130A201 | NA | 2019-03-02 |  | 840 | 626.8657
5 | S0199 | Power SMU | National instrument | 1459564 | NA | 2018-12-07 |  | 650 | 485.0746
6 | S0200 | M Series Multifunction DAQ | National Instrument | 145DF2F | NA | 2018-12-06 |  | 650 | 485.0746
7 | S0201 | M Series Multifunction DAQ | National Instrument | 145DF16 | NA | 2018-12-06 |  | 650 | 485.0746
8 | S0202 | Digital Phosphor Oscilloscope | Tektronix | C0110786 | 95156 | 2018-11-19 | 600 |  | 150.7538
9 | S0203 | Function / Arbitrary Waveform Generator | Agilent | MY44043984 | 95156 | 2018-11-19 | 550 |  | 138.191
10 | S0204 | Digital Multimeter | Agilent | MY48002718 | 95157 | 2018-11-19 | 1500 |  | 376.8844
11 | S0205 | Mainframe / Electronic Load Module | Chroma | 631400009104/ 631030017035/ 631030017265/ 631030017021/ 63103A000083 | NA | 2018-11-19 | 250 |  | 62.8141
12 | S0206 | DC Power Supply | TDK Lambda | 95162 | 95162 | 2018-11-19 | 250 |  | 62.8141
13 | S0207 | DC Power Supply | TDK Lambda | 95163 | 95163 | 2018-11-19 | 250 |  | 62.8141
14 | S0208 | DC Power Supply | TDK Lambda | 95179 | 95179 | 2018-11-20 | 250 |  | 62.8141
15 | S0209 | DC Power Supply | TDK Lambda | 95141 | 95141 | 2018-11-20 | 250 |  | 62.8141
16 | S0210 | DC Power Supply | TDK Lambda | 95178 | 95178 | 2018-11-20 | 250 |  | 62.8141
| S0211 | DC Power Supply | TDK Lambda | 95142 | 95142 | 2019-11-14 | 175 |  | 43.9698
| S0645 | Source Measure Units | Keithley | 0810603 | NA | 2019-05-22

## CEI original
Calibration masterlist
P.T. SURYA TEKNOLOGI |  |  |  |  | Coordinator : Meryl | Trigger 2 weeks advance alert: | 2020-07-27 | Current date: | 2020-07-13 19:46
Test Department
S/N | Location | Description | Brand | Model | Serial Number | Date Calibrated | Calibration Due Date | Report Number | Calibrated By | Interval | Buy / consign | Remark [Trigger Packed for shipment date ]
1 | Racal system | Keithley Source Measurement Unit #1 | Keithley | 236 | 782275 | 2018-02-07 | 2019-02-07 | 0782275:20180207193703 | Tektronix Southeast Asia Pte. Ltd | Yearly | Replacement unit from Waters Paul
2 | TE82934-2 RF box | 20MHz Function Arbitrary Waveform Generator | Agilent Technologies | 33220A | MY44015741 | 2017-12-14 | 2018-12-14 | CEI/ 1995 | Tech systems Services & integration | Yearly | Waters consigned
3 | WAT3 Micromass ID#3456 | Agilent 61/2 Digit Multimeter | Agilent Technologies | 34411A | MY48000677 | 2018-01-29 | 2019-01-29 | CEI / 2040 | Tech systems Services & integration | Yearly | Waters consigned
4 | WAT3 Micromass ID#3454 | 20MHz Function Arbitrary Waveform Generator | Agilent Technologies | 33220A | MY44026448 | 2018-01-26 | 2019-01-26 | CEI / 2041 | Tech systems Services & integration | Yearly | Waters consigned
5 | WAT8 5053 (TE82988-5) Quad Test (WA-4748/4809/4763/4764/4765 | 6½ DIGITAL MULTIMETER | Agilent Tech | 34411A | MY48002511 | 2018-03-23 | 2019-03-23 | CEI / 2066 | Tech systems Services & integration | Yearly | Waters consigned | replacement unit from Raymond no cal report given
6 | WAT8 Micromass 3192 | 4 CH 500MHz OSCILLOSCOPE | Tektronix | TDS3054B | B040453 | 2018-04-17 | 2019-04-17 | 10446768 / 1.1 | SGS Testing & Control services singapore Pte Ltd | Yearly | Waters consigned
7 | GTS2 82988-9 ID# | DC Electronic Load Main Frame 8 Channel | Chroma | 6314A |  | 2018-04-26 | 2019-04-26 |  | Tech systems Services & integration |  | `
8 | GTS2 82988-9 ID# 93168 | DC Electronic Load 6A/60A/80V 300W | Chroma | 63103A | 63103A005460 | 2018-04-26 | 2019-04-26 | CEI / 2082 | Tech systems Services & integration | Yearly | Waters consigned
9 | GTS2_ 82988-9 ID# 93178 | DC Electronic Load 6A/60A/80V 300W | Chroma | 63103A | 63103A005457 | 2018-04-26 | 2019-04-26 | CEI / 2083 | Tech systems Services & integration | Yearly | Waters consigned
10 | GTS2 82988-9 ID# 93179 | DC Electronic Load 6A/60A/80V 300W | Chroma | 63103A | 63103A005485 | 2018-04-26 | 2019-04-26 | CEI / 2084 | Tech systems Services & integration | Yearly | Waters consigned
11 | GTS2 82988-9 ID# 93180 | DC Electronic Load 6A/60A/80V 300W | Chroma | 63103A | 63103A005472 | 2018-04-26 | 2019-04-26 | CEI / 2085 | Tech systems Services & integration | Yearly | Waters consigned
12 | GTS2 ID# 93245 12M WP72 | Agilent 61/2 Digit Multimeter | Agilent | 34411A | MY48003752 | 2018-04-27 | 2019-04-27 | CEI / 2092 | Tech systems Services & integration | Yearly | Waters consigned
13 | GTS2 82988-9 ID# 93185 | Programmable DC Power supply | TDK Lambda | GENH60-12.5-LAN-U | 09M1038A | 2018-04-27 | 2019-04-27 | CEI / 2086 | Tech systems Services & integration | Yearly | Waters consigned
14 | GTS2 82988-9 ID# 93189 | NI [ M series ] MULTIFUNCTION DAQ Device | National Instruments | PXI-6229 | 17E3259 | 2018-04-27 | 2019-04-27 | CEI / 2096 | Tech systems Services & integration | Yearly | Waters consigned
15 | GTS2 82988-9 ID# 93186 | Programmable DC Power supply | TDK Lambda | GENH30-25 | 12M4062Z | 2018-04-27 | 2019-04-27 | CEI / 2089 | Tech systems Services & integration | Yearly | Waters consigned
16 | GTS2 82988-9 ID# 93187 | Programmable DC Power supply | TDK Lambda | GENH30-25 | 12M4063Z | 2018-04-27 | 2019-04-27 | CEI / 2088 | Tech systems Services & integration | Yearly | Waters consigned
17 | GTS2 82988-9 ID# 93182 | Programmable DC Power supply | TDK Lambda | GENH60-12.5 | 12M4064Z | 2018-04-27 | 2019-04-27 | CEI / 2091 | Tech systems Services & integration | Yearly | Waters consigned
18 | GTS2 82988-9 ID# 93183 | Programmable DC Power supply | TDK Lambda | GENH60-12.5 | 12M4068Z | 2018-04-27 | 2019-04-27 | CEI / 2090 | Tech systems Services & integration | Yearly | Waters consigned
19 | GTS2 82988-9 ID# 93184 | Programmable DC Power supply | TDK Lambda | GENH60-12.5 | 12M4069Z | 2018-04-27 | 2019-04-27 | CEI / 2087 | Tech systems Services & integration | Yearly | Waters consigned
20 | GTS2 82988-9 ID# 93246 12M WP72 | 4 CH 500MHz OSCILLOSCOPE | TEKTRONIX | TDS3054C | C012641 | 2018-04-27 | 2019-04-27 | CEI / 2094 | Tech systems Services & integration | Yearly | Waters consigned
21 | GTS1 95168 | Programmable DC Power supply | TDK Lambda | GENH30-25 | 09M1019A | 2018-04-27 | 2019-04-27 | CEI / 2104 | Tech systems Services & integration | Yearly | Waters consigned
22 | GTS1 95169 | Programmable DC Power supply | TDK Lambda | GENH30-25 | 09M1020A | 2018-04-27 | 2019-04-27 | CEI / 2105 | Tech systems Services & integration | Yearly | Waters consigned
23 | GTS1 95153 | 6½ DIGITAL MULTIMETER | Agilent Tech | 34411A | MY46000358 | 2018-04-27 | 2019-04-27 | CEI / 2099 | Tech systems Services & integration | Yearly | Waters consigned
24 | GTS1 95158 | 4 CH 500MHz OSCILLOSCOPE | TEKTRONIX | TDS3054C | C011085 | 2018-04-27 | 2019-04-27 | CEI / 2106 | Tech systems Services & integration | Yearly | Waters consigned
25 | GTS1 91745 | NI [ M series ] MULTIFUNCTION DAQ Device | National Instruments | PXI-6229 | 145DF14 | 2018-04-27 | 2019-04-27 | CEI / 2108 | Tech systems Services & integration | Yearly | Waters consigned
26 | GTS1 91744 | NI [ M series ] MULTIFUNCTION DAQ Device | National Instruments | PXI-6229 | 145DF42 | 2018-04-27 | 2019-04-27 | CEI / 2107 | Tech systems Services & integration | Yearly | Waters consigned
27 | GTS1 95176 | Programmable DC Power supply | TDK Lambda | GENH60-12.5 | 09M1026A | 2018-04-27 | 2019-04-27 | CEI / 2102 | Tech systems Services & integration | Yearly | Waters consigned
28 | GTS1 95177 | Programmable DC Power supply | TDK Lambda | GENH60-12.5 | 09M1028A | 2018-04-27 | 2019-04-27 | CEI / 2103 | Tech systems Services & integration | Yearly | Waters consigned
29 | GTS1 95173 | Programmable DC Power supply | TDK Lambda | GENH60-12.5 | 09M1029A | 2018-04-27 | 2019-04-27 | CEI / 2101 | Tech systems Services & integration | Yearly | Waters consigned
30 | GTS1 95172 | Programmable DC Power supply | TDK Lambda | GENH60-12.5 | 09M1032A | 2018-04-27 | 2019-04-27 | CEI / 2100 | Tech systems Services & integration | Yearly | Waters consigned
31 | GTS1 91773 | 20MHZ FUNCTION.ARBITRARY WAVEFORM GENERATOR | Agilent Tech | 33220A | MY44046858 | 2018-04-30 | 2019-04-30 | CEI / 2098 | Tech systems Services & integration | Yearly | Waters consigned
32 | GTS1 95175 | DC ELECTRONIC LOAD MAINFRAME | CHROMA | 6314 | 63140009193 | 2018-04-30 | 2019-04-30 | Cal. With DC load | Tech systems Services & integration | Yearly | Waters consigned
33 | GTS1 95195 | DC ELECTRONIC LOAD MODULE 0-60 A, 80 V, 300 W | CHROMA | 63103 | 631030017022 | 2018-04-30 | 2019-04-30 | CEI / 2113 | Tech systems Services & integration | Yearly | Waters consigned
34 | GTS1 95193 | DC ELECTRONIC LOAD MODULE 0-60 A, 80 V, 300 W | CHROMA | 63103 | 631030017023 | 2018-04-30 | 2019-04-30 | CEI / 2111 | Tech systems Services & integration | Yearly | Waters consigned
35 | GTS1 95194 | DC ELECTRONIC LOAD MODULE 0-60 A, 80 V, 300 W | CHROMA | 63103 | 631030017030 | 2018-04-30 | 2019-04-30 | CEI / 2112 | Tech systems Services & integration | Yearly | Waters consigned
36 | GTS1 95192 | DC ELECTRONIC LOAD MODULE 0-60 A, 80 V, 300 W | CHROMA | 63103 | 631030017042 | 2018-04-30 | 2019-04-30 | CEI / 2110 | Tech systems Services & integration | Yearly | Waters consigned
37 | GTS2 82988-9 ID# 93188 | NI [ M series ] MULTIFUNCTION DAQ Device | National Instruments | PXI-6229 | 17E3258 | 2018-04-30 | 2019-04-30 | CEI / 2097 | Tech systems Services & integration | Yearly | Waters consigned
38 | GTS2 ID# 93244 12M WP72 | 20MHz Function Arbitrary Waveform Generator | Agilent Technologies | 33220A | MY44052037 | 2018-04-30 | 2019-04-30 | CEI / 2093 | Tech systems Services & integration | Yearly | Waters consigned
39 | GTS2 82988-9 ID# 93190 | NI Programmable DC Power supply Power SMU | National Instruments | PXI-4130 | 160B92C | 2018-05-03 | 2019-05-03 | CEI / 2095 | Tech systems Services & integration | Yearly | Waters consigned
40 | GTS1 91746 | NI Programmable DC Power supply | National Instruments | PXI-4130 | 1450264 | 2018-05-03 | 2019-05-03 | CEI / 2109 | Tech systems Services & integration | Yearly | Waters consigned
41 | PERSONALITY | Digital Multimeter 6.5digit | Agilent tech | 34411A | MY48002562 | 2018-05-28 | 2019-05-28 | CEI / 2137 | Tech systems Services & integration | Yearly | New for Waters
42 | Racal system control No. 91360 | 6½ Digit Multimeter | Racal Inc | 4152A | US38010520 | 2018-05-31 | 2019-05-31 | 1692608 | ESSCO cal. Lab | Yearly | Waters consigned | 1st Trigger Waters Paul to calibrate spare unit 31 Feb 2019
43 | Racal system control No.91359 | 3151 VX1 Waveform Generator | Racal Inc | 3151A | 9809968 | 2018-06-18 | 2019-06-18 | L2151 | Tra-Cal, LLC | Yearly | Waters consigned | 1st Trigger Waters Paul to calibrate spare unit 18 Mar 2019
44 | Racal system 2461-CD control No. 91361 | VX1 Counter Card | Racal Inc | 2461-CD | 8051445 | 2018-06-18 | 2019-06-18 | L2151 | Tra-Cal, LLC | Yearly | Waters consigned | 1st Trigger Waters Paul to calibrate spare unit 18 Mar 2019
45 | TE82934-2 (RF DC BOX Functional Tester) | Keysight Multimeter | Keysight Technologies | 34411A | MY53001857 | 2018-06-19 | 2019-06-19 | CEI / 2146 | Tech systems Services & integration | Yearly | Waters consigned [controlled #4925]
46 | Racal system | HP66103A DC Power Module 35V/4.5A | Agilent Technologies | 66103A | US34212664 | 2018-08-13 | 2019-08-13 | CEI / 2177 | Tech systems Services & integration | Yearly | Waters consigned
47 | Racal system | HP66103A DC Power Module 35V/4.5A | Agilent Technologies | 66103A | US34212667 | 2018-08-13 | 2019-08-13 | CEI / 2176 | Tech systems Services & integration | Yearly | Waters consigned
48 | Racal system | HP66103A DC Power Module 35V/4.5A | Agilent Technologies | 66103A | US34212669 | 2018-08-13 | 2019-08-13 | CEI / 2175 | Tech systems Services & integration | Yearly | Waters consigned
49 | Racal system | HP66103A DC Power Module 35V/4.5A | Agilent Technologies | 66103A | US34212670 | 2018-08-13 | 2019-08-13 | CEI / 2178 | Tech systems Services & integration | Yearly | Waters consigned
50 | Racal system | HP66103A DC Power Module 35V/4.5A | Agilent Technologies | 66103A | US34212672 | 2018-08-13 | 2019-08-13 | CEI / 2179 | Tech systems Services & integration | Yearly | Waters consigned
51 | Racal system | HP66101A DC Power Module 8V/16A | Agilent Technologies | 66101A | US34442070 | 2018-08-13 | 2019-08-13 | CEI / 2180 | Tech systems Services & integration | Yearly | Waters consigned
52 | Racal system | HP66101A DC Power Module 8V/16A | Agilent Technologies | 66101A | MY40000535 | 2018-08-13 | 2019-08-13 | CEI / 2181 | Tech systems Services & integration | Yearly | Waters consigned
53 | Racal system ID# 92222 12MO WP72 | Electronic Load | HP | 60502B | US37244128 | 2018-08-14 | 2019-08-14 | CEI / 2168 | Tech systems Services & integration | Yearly | Waters consigned
54 | Racal system ID# 92224 12MO WP72 | Electronic Load | HP | 60502B | US37244138 | 2018-08-14 | 2019-08-14 | CEI / 2170 | Tech systems Services & integration | Yearly | Waters consigned
55 | Racal system ID#92225 12MO WP72 | Electronic Load | HP | 60502B | US37244141 | 2018-08-14 | 2019-08-14 | CEI / 2171 | Tech systems Services & integration | Yearly | Waters consigned
56 | Racal system | Tektronics 4-Channel Digitizing Oscilloscope | Tektronics | TDS460A | B071897 | 2018-08-14 | 2019-08-14 | CEI / 2174 | Tech systems Services & integration | Yearly | Waters consigned
57 | Racal system ID# 90246WP72 | Electronic Load | HP | 60502B | US37243391 | 2018-08-14 | 2019-08-14 | CEI/2169 | Tech systems Services & integration | Yearly | Replacement unit from Waters Paul
58 | Racal system ID#90245WP72 | Electronic Load | HP | 60502B | US37244144 | 2018-08-14 | 2019-08-14 | CEI/2172 | Tech systems Services & integration | Yearly | Replacement unit from Waters Paul
59 | Racal system ID#90242WP72 | Electronic Load | HP | 60502A | 3011A-01246 | 2018-08-14 | 2019-08-14 | CEI/2173 | Tech systems Services & integration | Yearly | Replacement unit from Waters Paul
60 | Racal system | Keithley Source Measurement Unit #2 | Keithley | 236 | 0786386 | 2018-08-23 | 2019-08-23 | 1883188-2-236-0786386-1 | Tektronix Southeast Asia Pte. Ltd | Yearly | Waters consigned
61 | TE82900 Waters RF Gen | DMM | Fluke | 87V | 90780496 | 2018-09-21 | 2019-09-21 | CEI / 2188 | Tech systems Services & integration | Yearly | Waters Consigned
62 | WAT3 Micromass ID#3460 | 4 CH 500MHz OSCILLOSCOPE | TEKTRONIX | TDS3054B | B040740 | 2018-09-24 | 2019-09-24 | CEI / 2187 | Tech systems Services & integration | Yearly | Waters consigned
63 | WAT8 Quad Test (WA-4748/4809/4763/4764/4765 | 20 MHz Function / Arbitrary waveform generator | Agilent Tech | 33220A | MY44034380 | 2018-09-24 | 2019-09-24 | CEI / 2186 | Tech systems Services & integration | Yearly | Waters consigned
64 | GTS2 82988-9 ID# 93181 | PXI PROGRAMMABLE RESISTOR MODULE | GEOTEST | GX 1164-01 | 11640241 | 2018-06-13 | 2020-06-30 | 1698752 | ESSCO cal. Lab | 2 Yearly | Waters consigned | Notify Waters paul on 30 Mar 2020 for calibration
65 | GTS1 91743 | PXI PROGRAMMABLE RESISTOR MODULE | GEOTEST | GX 1164-01 | 91743 [ 002061-BH-BA-00) | 2018-07-31 | 2020-07-31 | 1722755 | ESSCO cal. Lab | 2Yearly | Waters consigned
66 | TE82934-2 (RF DC BOX Functional Tester) | Agilent Multimeter | Agilent Technologies | 34410A | MY47002770 | 2018-10-26 | 2019-10-26 | CEI / 2200 | Tech systems Services & integration | Yearly | Waters consigned
67 | TE82934-2 (RF DC BOX Functional Tester) | Data Acquisition switch Unit | Agilent Technologies | 34970A | MY44027658 | 2018-10-26 | 2019-10-26 | CEI / 2201 | Tech systems Services & integration | Yearly | Waters consigned
Meryl
Formulas:
Calibration Due Date = EDATE([Date Calibrated],12)