## Combine
Updated on: | 2020-01-08
[5 empty] | 1 | 2 | 3 | 4 | 5 | 6 | 7 | 8 | 9 | 10 | 11 |  |  |  | 12 | 13 | 14 | 7 | 8 | 9 | 15 | 16 | 17 | 18
[5 empty] | 7: 2020 Data; 8: 2020 Data; 9: 2020 Data | 2020 Data |  |  | 2019 Data | 2019 Data | 2019 Data | 2019 Data | 2019 Data | 2019 Data | 2018 Records
S/N | Equipment ID | Equipment Description | Manufacturer | Model | Equipment Serial Number | Interval | Calibration Date | Due Date | Month | Vendor | Original Currency | Pricing in Original Currency | Price Converted to USD | Location | Remarks | 2020 Billing Party | 2020 Billing Period | 2020 PO# | 2019 Billing Party | 2019 Billing Period | 2019 PO# | Original Currency | Pricing in Original Currency | Price Converted to USD | 2018 Billing Period | 2018 PO# | Original Currency | Pricing in Original Currency | Price Converted to USD
C01 | 93260 | Electrical Safety Analyzer | Chroma | 19032 | 19032G400225 | 12 | 2019-03-11 | 2020-03-11 | Mar | Micro Precision | SGD | 320 | 235.64 | CEI |  | CEI |  |  | CEI | 2019-06-18 | 2019-267 | SGD | 320 | 235.64 | 2018 | 2018-196 | SGD | 646 | 480
C02 |  | Load Box | Chroma | S14-03 | 14354696 | 12 | 2019-03-11 | 2020-03-11 | Mar | Micro Precision | SGD | 230 | 169.37 | CEI |  | CEI |  |  | CEI | 2019-06-18 | 2019-267 | SGD | 230 | 169.37 | 2018 | 2018-196 | SGD | 100 | 75
C03 |  | Shutter Tester | Waters | TE82869-2 | - | 12 | 2019-04-02 | 2020-04-02 | Mar | CEI Internal | USD | 0 | 0 | CEI |  | CEI |  |  | CEI | 2019-06-18 | 2019-267 | USD | 0 | 0 | 2018 | 2018-196 | USD | 0 | 0
C04 | Racal system | Keithley Source Measurement Unit #1 | Keithley | 236 | 782275 | 12 | 2018-02-07 | 2019-02-07 | Feb | Tektronix | SGD | 1227 | 1017.11 | CEI PCBA |  | CEI |  |  | CEI |  |  | SGD | 1227 | 1017.11 | 2018 | 2018-533 | SGD | 1227 | 1017.11
C05 | TE82934-2 RF box | 20MHz Function Arbitrary Waveform Generator | Agilent Technologies | 33220A | MY44015741 | 12 | 2017-12-14 | 2018-12-14 | Dec | Tech Systems |  |  |  | CEI PCBA (UK) | [10 empty] | NA | NA | SGD | 0 | 0
C06 | WAT3 Micromass ID#3456 | Agilent 61/2 Digit Multimeter | Agilent Technologies | 34411A | MY48000677 | 12 | 2018-01-29 | 2019-01-29 | Jan | Tech Systems |  |  |  | CEI PCBA (UK) | [10 empty] | NA | NA | SGD | 0 | 0
C07 | WAT3 Micromass ID#3454 | 20MHz Function Arbitrary Waveform Generator | Agilent Technologies | 33220A | MY44026448 | 12 | 2018-01-26 | 2019-01-26 | Jan | Tech Systems |  |  |  | CEI PCBA (UK) | [10 empty] | NA | NA | SGD | 0 | 0
C08 | WAT8 5053 (TE82988-5) Quad Test (WA-4748/4809/4763/4764/4765 replacement unit from Raymond no cal report given | 6½ DIGITAL MULTIMETER | Agilent Technologies | 34411A | MY48002511 | 12 | 2018-03-23 | 2019-03-23 | Mar | Tech Systems |  |  |  | CEI PCBA (UK) | [10 empty] | NA | NA | SGD | 0 | 0
C09 | WAT8 Micromass 3192 | 4 CH 500MHz OSCILLOSCOPE | Tektronix | TDS3054B | B040453 | 12 | 2018-04-17 | 2019-04-17 | Apr | SGS |  |  |  | CEI PCBA (UK) | [10 empty] | NA | NA | SGD | 0 | 0
C10 | GTS2 82988-9 ID# | DC Electronic Load Main Frame 8 Channel | Chroma | 6314A | 3: 2018-04-26; 4: 2019-04-26; 5: Apr; 6: Tech Systems; 10: CEI PCBA (UK) | [9 empty] | NA | NA | SGD | 0 | 0
C11 | GTS2 82988-9 ID# 93168 | DC Electronic Load 6A/60A/80V 300W | Chroma | 63103A | 63103A005460 | 12 | 2018-04-26 | 2019-04-26 | Apr | Tech Systems |  |  |  | CEI PCBA (UK) | [10 empty] | NA | NA | SGD | 0 | 0
C12 | GTS2_ 82988-9 ID# 93178 | DC Electronic Load 6A/60A/80V 300W | Chroma | 63103A | 63103A005457 | 12 | 2018-04-26 | 2019-04-26 | Apr | Tech Systems |  |  |  | CEI PCBA (UK) | [10 empty] | NA | NA | SGD | 0 | 0
C13 | GTS2 82988-9 ID# 93179 | DC Electronic Load 6A/60A/80V 300W | Chroma | 63103A | 63103A005485 | 12 | 2018-04-26 | 2019-04-26 | Apr | Tech Systems |  |  |  | CEI PCBA (UK) | [10 empty] | NA | NA | SGD | 0 | 0
C14 | GTS2 82988-9 ID# 93180 | DC Electronic Load 6A/60A/80V 300W | Chroma | 63103A | 63103A005472 | 12 | 2018-04-26 | 2019-04-26 | Apr | Tech Systems |  |  |  | CEI PCBA (UK) | [10 empty] | NA | NA | SGD | 0 | 0
C15 | GTS2 ID# 93245 12M WP72 | Agilent 61/2 Digit Multimeter | Agilent Technologies | 34411A | MY48003752 | 12 | 2018-04-27 | 2019-04-27 | Apr | Tech Systems |  |  |  | CEI PCBA (UK) | [10 empty] | NA | NA | SGD | 0 | 0
C16 | GTS2 82988-9 ID# 93185 | Programmable DC Power supply | TDK Lambda | GENH60-12.5-LAN-U | 09M1038A | 12 | 2018-04-27 | 2019-04-27 | Apr | Tech Systems |  |  |  | CEI PCBA (UK) | [10 empty] | NA | NA | SGD | 0 | 0
C17 | GTS2 82988-9 ID# 93189 | NI [ M series ] MULTIFUNCTION DAQ Device | National Instruments | PXI-6229 | 17E3259 | 12 | 2018-04-27 | 2019-04-27 | Apr | Tech Systems |  |  |  | CEI PCBA (UK) | [10 empty] | NA | NA | SGD | 0 | 0
C18 | GTS2 82988-9 ID# 93186 | Programmable DC Power supply | TDK Lambda | GENH30-25 | 12M4062Z | 12 | 2018-04-27 | 2019-04-27 | Apr | Tech Systems |  |  |  | CEI PCBA (UK) | [10 empty] | NA | NA | SGD | 0 | 0
C19 | GTS2 82988-9 ID# 93187 | Programmable DC Power supply | TDK Lambda | GENH30-25 | 12M4063Z | 12 | 2018-04-27 | 2019-04-27 | Apr | Tech Systems |  |  |  | CEI PCBA (UK) | [10 empty] | NA | NA | SGD | 0 | 0
C20 | GTS2 82988-9 ID# 93182 | Programmable DC Power supply | TDK Lambda | GENH60-12.5 | 12M4064Z | 12 | 2018-04-27 | 2019-04-27 | Apr | Tech Systems |  |  |  | CEI PCBA (UK) | [10 empty] | NA | NA | SGD | 0 | 0
C21 | GTS2 82988-9 ID# 93183 | Programmable DC Power supply | TDK Lambda | GENH60-12.5 | 12M4068Z | 12 | 2018-04-27 | 2019-04-27 | Apr | Tech Systems |  |  |  | CEI PCBA (UK) | [10 empty] | NA | NA | SGD | 0 | 0
C22 | GTS2 82988-9 ID# 93184 | Programmable DC Power supply | TDK Lambda | GENH60-12.5 | 12M4069Z | 12 | 2018-04-27 | 2019-04-27 | Apr | Tech Systems |  |  |  | CEI PCBA (UK) | [10 empty] | NA | NA | SGD | 0 | 0
C23 | GTS2 82988-9 ID# 93246 12M WP72 | 4 CH 500MHz OSCILLOSCOPE | Tektronix | TDS3054C | C012641 | 12 | 2018-04-27 | 2019-04-27 | Apr | Tech Systems |  |  |  | CEI PCBA (UK) | [10 empty] | NA | NA | SGD | 0 | 0
C24 | GTS1 95168 | Programmable DC Power supply | TDK Lambda | GENH30-25 | 09M1019A | 12 | 2019-04-25 | 2020-04-25 | Apr | Micro Precision | USD | 156 | 156 | CEI PCBA |  | Micro Precision |  |  | Micro Precision | 2019-05-07 | 2019-218 | USD | 156 | 156 | 2018 | 2018-533 | SGD | 176 | 145.89
C25 | GTS1 95169 | Programmable DC Power supply | TDK Lambda | GENH30-25 | 09M1020A | 12 | 2019-04-25 | 2020-04-25 | Apr | Micro Precision | USD | 156 | 156 | CEI PCBA |  | Micro Precision |  |  | Micro Precision | 2019-05-07 | 2019-218 | USD | 156 | 156 | 2018 | 2018-533 | SGD | 176 | 145.89
C26 | GTS1 95153 | 6½ DIGITAL MULTIMETER | Agilent Technologies | 34411A | MY46000358 | 12 | 2019-04-25 | 2020-04-25 | Apr | Micro Precision | USD | 140 | 140 | CEI PCBA |  | Micro Precision |  |  | Micro Precision | 2019-05-07 | 2019-218 | USD | 140 | 140 | 2018 | 2018-533 | SGD | 160 | 132.63
C27 | GTS1 95158 | 4 CH 500MHz OSCILLOSCOPE | Tektronix | TDS3054C | C011085 | 12 | 2019-04-25 | 2020-04-25 | Apr | Micro Precision | USD | 196 | 196 | CEI PCBA |  | Micro Precision |  |  | Micro Precision | 2019-05-07 | 2019-218 | USD | 196 | 196 | 2018 | 2018-533 | SGD | 360 | 298.42
C28 | GTS1 91745 | NI [ M series ] MULTIFUNCTION DAQ Device | National Instruments | PXI-6229 | 145DF14 | 12 | 2019-04-25 | 2020-04-25 | Apr | Micro Precision | USD | 264 | 264 | CEI PCBA |  | Micro Precision |  |  | Micro Precision | 2019-05-07 | 2019-218 | USD | 264 | 264 | 2018 | 2018-533 | SGD | 480 | 397.89
C29 | GTS1 91744 | NI [ M series ] MULTIFUNCTION DAQ Device | National Instruments | PXI-6229 | 145DF42 | 12 | 2019-04-25 | 2020-04-25 | Apr | Micro Precision | USD | 264 | 264 | CEI PCBA |  | Micro Precision |  |  | Micro Precision | 2019-05-07 | 2019-218 | USD | 264 | 264 | 2018 | 2018-533 | SGD | 480 | 397.89
C30 | GTS1 95176 | Programmable DC Power supply | TDK Lambda | GENH60-12.5 | 09M1026A | 12 | 2019-04-25 | 2020-04-25 | Apr | Micro Precision | USD | 156 | 156 | CEI PCBA |  | Micro Precision |  |  | Micro Precision | 2019-05-07 | 2019-218 | USD | 156 | 156 | 2018 | 2018-533 | SGD | 144 | 119.37
C31 | GTS1 95177 | Programmable DC Power supply | TDK Lambda | GENH60-12.5 | 09M1028A | 12 | 2019-04-25 | 2020-04-25 | Apr | Micro Precision | USD | 156 | 156 | CEI PCBA |  | Micro Precision |  |  | Micro Precision | 2019-05-07 | 2019-218 | USD | 156 | 156 | 2018 | 2018-533 | SGD | 144 | 119.37
C32 | GTS1 95173 | Programmable DC Power supply | TDK Lambda | GENH60-12.5 | 09M1029A | 12 | 2019-04-25 | 2020-04-25 | Apr | Micro Precision | USD | 156 | 156 | CEI PCBA |  | Micro Precision |  |  | Micro Precision | 2019-05-07 | 2019-218 | USD | 156 | 156 | 2018 | 2018-533 | SGD | 144 | 119.37
C33 | GTS1 95172 | Programmable DC Power supply | TDK Lambda | GENH60-12.5 | 09M1032A | 12 | 2019-04-25 | 2020-04-25 | Apr | Micro Precision | USD | 156 | 156 | CEI PCBA |  | Micro Precision |  |  | Micro Precision | 2019-05-07 | 2019-218 | USD | 156 | 156 | 2018 | 2018-533 | SGD | 144 | 119.37
C34 | GTS1 91773 | 20MHZ FUNCTION.ARBITRARY WAVEFORM GENERATOR | Agilent Technologies | 33220A | MY44046858 | 12 | 2019-04-25 | 2020-04-25 | Apr | Micro Precision | USD | 246 | 246 | CEI PCBA |  | Micro Precision |  |  | Micro Precision | 2019-05-07 | 2019-218 | USD | 246 | 246 | 2018 | 2018-533 | SGD | 280 | 232.1
C35 | GTS1 95175 | DC ELECTRONIC LOAD MAINFRAME | Chroma | 6314 | 63140009193 | 12 | 2018-04-30 | 2019-04-30 | Apr | Tech Systems |  |  |  | CEI PCBA (UK) | [10 empty] | NA | NA | SGD | 0 | 0
C36 | GTS1 95195 | DC ELECTRONIC LOAD MODULE 0-60 A, 80 V, 300 W | Chroma | 63103 | 631030017022 | 12 | 2019-04-25 | 2020-04-25 | Apr | Micro Precision | USD | 236 | 236 | CEI PCBA |  | Micro Precision |  |  | Micro Precision | 2019-05-07 | 2019-218 | USD | 236 | 236 | 2018 | 2018-533 | SGD | 240 | 198.94
C37 | GTS1 95193 | DC ELECTRONIC LOAD MODULE 0-60 A, 80 V, 300 W | Chroma | 63103 | 631030017023 | 12 | 2019-04-25 | 2020-04-25 | Apr | Micro Precision | USD | 236 | 236 | CEI PCBA |  | Micro Precision |  |  | Micro Precision | 2019-05-07 | 2019-218 | USD | 236 | 236 | 2018 | 2018-533 | SGD | 240 | 198.94
C38 | GTS1 95194 | DC ELECTRONIC LOAD MODULE 0-60 A, 80 V, 300 W | Chroma | 63103 | 631030017030 | 12 | 2019-04-25 | 2020-04-25 | Apr | Micro Precision | USD | 236 | 236 | CEI PCBA |  | Micro Precision |  |  | Micro Precision | 2019-05-07 | 2019-218 | USD | 236 | 236 | 2018 | 2018-533 | SGD | 240 | 198.94
C39 | GTS1 95192 | DC ELECTRONIC LOAD MODULE 0-60 A, 80 V, 300 W | Chroma | 63103 | 631030017042 | 12 | 2019-04-25 | 2020-04-25 | Apr | Micro Precision | USD | 236 | 236 | CEI PCBA |  | Micro Precision |  |  | Micro Precision | 2019-05-07 | 2019-218 | USD | 236 | 236 | 2018 | 2018-533 | SGD | 240 | 198.94
C40 | GTS2 82988-9 ID# 93188 | NI [ M series ] MULTIFUNCTION DAQ Device | National Instruments | PXI-6229 | 17E3258 | 12 | 2018-04-30 | 2019-04-30 | Apr | Tech Systems |  |  |  | CEI PCBA (UK) | [10 empty] | NA | NA | SGD | 0 | 0
C41 | GTS2 ID# 93244 12M WP72 | 20MHz Function Arbitrary Waveform Generator | Agilent Technologies | 33220A | MY44052037 | 12 | 2018-04-30 | 2019-04-30 | Apr | Tech Systems |  |  |  | CEI PCBA (UK) | [10 empty] | NA | NA | SGD | 0 | 0
C42 | GTS2 82988-9 ID# 93190 | NI Programmable DC Power supply Power SMU | National Instruments | PXI-4130 | 160B92C | 12 | 2018-05-03 | 2019-05-03 | May | Tech Systems |  |  |  | CEI PCBA (UK) | [10 empty] | NA | NA | SGD | 0 | 0
C43 | GTS1 91746 | NI Programmable DC Power supply | National Instruments | PXI-4130 | 1450264 | 12 | 2019-04-25 | 2020-04-25 | Apr | Micro Precision | USD | 266 | 266 | CEI PCBA |  | Micro Precision |  |  | Micro Precision | 2019-05-07 | 2019-218 | USD | 266 | 266 | 2018 | 2018-533 | SGD | 480 | 397.89
C44 | PERSONALITY | Digital Multimeter 6.5digit | Agilent Technologies | 34411A | MY48002562 | 12 | 2018-05-28 | 2019-05-28 | May | Tech Systems |  |  |  | CEI PCBA (UK) | [10 empty] | NA | NA | SGD | 0 | 0
C45 | Racal system control No. 91360 | 6½ Digit Multimeter | Racal-Dana Instruments, inc. | 4152A | US38010520 | 12 | 2018-05-31 | 2019-05-31 | May | ESSCO |  |  |  | CEI PCBA (UK) | [10 empty] | NA | NA | SGD | 0 | 0
C46 | Racal system control No.91359 | 3151 VX1 Waveform Generator | Racal-Dana Instruments, inc. | 3151A | 9809968 | 12 | 2018-06-18 | 2019-06-18 | Jun | Tra-Cal, LLC |  |  |  | CEI PCBA (UK) | [10 empty] | NA | NA | SGD | 0 | 0
C47 | Racal system 2461-CD control No. 91361 | VX1 Counter Card | Racal-Dana Instruments, inc. | 2461-CD | 8051445 | 12 | 2018-06-18 | 2019-06-18 | Jun | Tra-Cal, LLC |  |  |  | CEI PCBA (UK) | [10 empty] | NA | NA | SGD | 0 | 0
C48 | TE82934-2 (RF DC BOX Functional Tester) | Keysight Multimeter | Keysight Technologies | 34411A | MY53001857 | 12 | 2018-06-19 | 2019-06-19 | Jun | Tech Systems |  |  |  | CEI PCBA (UK) | [10 empty] | NA | NA | SGD | 0 | 0
C49 | Racal system | HP66103A DC Power Module 35V/4.5A | Agilent Technologies | 66103A | US34212664 | 12 | 2019-08-15 | 2020-08-15 | Aug | Tech Systems | SGD | 200 | 161.41 | CEI PCBA |  | CEI | 2020-01-08 | 2020-015 | CEI |  |  | SGD | 200 | 161.41 | 2018 | 2018-533 | SGD | 200 | 165.79
C50 | Racal system | HP66103A DC Power Module 35V/4.5A | Agilent Technologies | 66103A | US34212667 | 12 | 2019-08-15 | 2020-08-15 | Aug | Tech Systems | SGD | 200 | 161.41 | CEI PCBA |  | CEI | 2020-01-08 | 2020-015 | CEI |  |  | SGD | 200 | 161.41 | 2018 | 2018-533 | SGD | 200 | 165.79
C51 | Racal system | HP66103A DC Power Module 35V/4.5A | Agilent Technologies | 66103A | US34212669 | 12 | 2019-08-15 | 2020-08-15 | Aug | Tech Systems | SGD | 200 | 161.41 | CEI PCBA |  | CEI | 2020-01-08 | 2020-015 | CEI |  |  | SGD | 200 | 161.41 | 2018 | 2018-533 | SGD | 200 | 165.79
C52 | Racal system | HP66103A DC Power Module 35V/4.5A | Agilent Technologies | 66103A | US34212670 | 12 | 2019-08-16 | 2020-08-16 | Aug | Tech Systems | SGD | 200 | 161.41 | CEI PCBA |  | CEI | 2020-01-08 | 2020-015 | CEI |  |  | SGD | 200 | 161.41 | 2018 | 2018-533 | SGD | 200 | 165.79
C53 | Racal system | HP66103A DC Power Module 35V/4.5A | Agilent Technologies | 66103A | US34212672 | 12 | 2019-08-15 | 2020-08-15 | Aug | Tech Systems | SGD | 200 | 161.41 | CEI PCBA |  | CEI | 2020-01-08 | 2020-015 | CEI |  |  | SGD | 200 | 161.41 | 2018 | 2018-533 | SGD | 200 | 165.79
C54 | Racal system | HP66101A DC Power Module 8V/16A | Agilent Technologies | 66101A | US34442070 | 12 | 2019-08-16 | 2020-08-16 | Aug | Tech Systems | SGD | 200 | 161.41 | CEI PCBA |  | CEI | 2020-01-08 | 2020-015 | CEI |  |  | SGD | 200 | 161.41 | 2018 | 2018-533 | SGD | 200 | 165.79
C55 | Racal system | HP66101A DC Power Module 8V/16A | Agilent Technologies | 66101A | MY40000535 | 12 | 2019-08-16 | 2020-08-16 | Aug | Tech Systems | SGD | 200 | 161.41 | CEI PCBA |  | CEI | 2020-01-08 | 2020-015 | CEI |  |  | SGD | 200 | 161.41 | 2018 | 2018-533 | SGD | 200 | 165.79
C56 | Racal system ID# 92222 12MO WP72 | Electronic Load | Hewlett Packard | 60502B | US37244128 | 12 | 2019-08-15 | 2020-08-15 | Aug | Tech Systems | SGD | 200 | 161.41 | CEI PCBA |  | CEI | 2020-01-08 | 2020-015 | CEI |  |  | SGD | 200 | 161.41 | 2018 | 2018-533 | SGD | 200 | 165.79
C57 | Racal system ID# 92224 12MO WP72 | Electronic Load | Hewlett Packard | 60502B | US37244138 | 12 | 2019-08-15 | 2020-08-15 | Aug | Tech Systems | SGD | 200 | 161.41 | CEI PCBA |  | CEI | 2020-01-08 | 2020-015 | CEI |  |  | SGD | 200 | 161.41 | 2018 | 2018-533 | SGD | 200 | 165.79
C58 | Racal system ID#92225 12MO WP72 | Electronic Load | Hewlett Packard | 60502B | US37244141 | 12 | 2019-08-15 | 2020-08-15 | Aug | Tech Systems | SGD | 200 | 161.41 | CEI PCBA |  | CEI | 2020-01-08 | 2020-015 | CEI |  |  | SGD | 200 | 161.41 | 2018 | 2018-533 | SGD | 200 | 165.79
C59 | Racal system | Tektronics 4-Channel Digitizing Oscilloscope | Tektronix | TDS460A | B071897 | 12 | 2019-08-16 | 2020-08-16 | Aug | Tech Systems | SGD | 328 | 264.72 | CEI PCBA |  | CEI | 2020-01-08 | 2020-015 | CEI |  |  | SGD | 328 | 264.72 | 2018 | 2018-533 | SGD | 328 | 271.89
C60 | Racal system ID# 90246WP72 | Electronic Load | Hewlett Packard | 60502B | US37243391 | 12 | 2019-08-15 | 2020-08-15 | Aug | Tech Systems | SGD | 200 | 161.41 | CEI PCBA |  | CEI | 2020-01-08 | 2020-015 | CEI |  |  | SGD | 200 | 161.41 | 2018 | 2018-533 | SGD | 200 | 165.79
C61 | Racal system ID#90245WP72 | Electronic Load | Hewlett Packard | 60502B | US37244144 | 12 | 2019-08-15 | 2020-08-15 | Aug | Tech Systems | SGD | 200 | 161.41 | CEI PCBA |  | CEI | 2020-01-08 | 2020-015 | CEI |  |  | SGD | 200 | 161.41 | 2018 | 2018-533 | SGD | 200 | 165.79
C62 | Racal system ID#90242WP72 | Electronic Load | Hewlett Packard | 60502A | 3011A-01246 | 12 | 2019-08-15 | 2020-08-15 | Aug | Tech Systems | SGD | 200 | 161.41 | CEI PCBA |  | CEI | 2020-01-08 | 2020-015 | CEI |  |  | SGD | 200 | 161.41 | 2018 | 2018-533 | SGD | 200 | 165.79
C63 | Racal system | Keithley Source Measurement Unit #2 | Keithley | 236 | 0786386 | 12 | 2019-08-22 | 2020-08-22 | Aug | Tektronix | SGD | 1395 | 1125.83 | CEI PCBA |  | CEI | 2020-01-08 | 2020-015 | CEI |  |  | SGD | 1395 | 1125.83 | 2018 | 2018-533 | SGD | 1370 | 1135.64
C64 | TE82900 Waters RF Gen | DMM | Fluke | 87V | 90780496 | 12 | 2018-09-21 | 2019-09-21 | Sep | Tech Systems |  |  |  | CEI PCBA (UK) | [10 empty] | NA | NA | SGD | 0 | 0
C65 | WAT3 Micromass ID#3460 | 4 CH 500MHz OSCILLOSCOPE | Tektronix | TDS3054B | B040740 | 12 | 2018-09-24 | 2019-09-24 | Sep | Tech Systems |  |  |  | CEI PCBA (UK) | [10 empty] | NA | NA | SGD | 0 | 0
C66 | WAT8 Quad Test (WA-4748/4809/4763/4764/4765 | 20 MHz Function / Arbitrary waveform generator | Agilent Technologies | 33220A | MY44034380 | 12 | 2018-09-24 | 2019-09-24 | Sep | Tech Systems |  |  |  | CEI PCBA (UK) | [10 empty] | NA | NA | SGD | 0 | 0
C67 | GTS2 82988-9 ID# 93181 | PXI PROGRAMMABLE RESISTOR MODULE | Geotest | GX 1164-01 | 11640241 | 24 | 2018-06-13 | 2020-06-30 | Jun | ESSCO |  |  |  | CEI PCBA (UK) | [10 empty] | NA | NA | SGD | 0 | 0
C68 | GTS1 91743 | PXI PROGRAMMABLE RESISTOR MODULE | Geotest | GX 1164-01 | 91743 [ 002061-BH-BA-00) | 24 | 2018-07-31 | 2020-07-31 | Jul | ESSCO |  |  |  | CEI PCBA (UK) | [10 empty] | NA | NA | SGD | 0 | 0
C69 | TE82934-2 (RF DC BOX Functional Tester) | Agilent Multimeter | Agilent Technologies | 34410A | MY47002770 | 12 | 2018-10-26 | 2019-10-26 | Oct | Tech Systems |  |  |  | CEI PCBA (UK) | [10 empty] | NA | NA | SGD | 0 | 0
C70 | TE82934-2 (RF DC BOX Functional Tester) | Data Acquisition switch Unit | Agilent Technologies | 34970A | MY44027658 | 12 | 2018-10-26 | 2019-10-26 | Oct | Tech Systems |  |  |  | CEI PCBA (UK) | [10 empty] | NA | NA | SGD | 0 | 0
F001 | 0196 | Digital Thermometer with Probe (K type) | Fluke | 51 II | 89280141 | 12 | 2019-07-30 | 2020-07-30 | Jul | TSIA | SGD | 81 | 59.34 | Flex |  | Flex |  |  | Flex | 2019-09-27 | 2019-447 | SGD | 81 | 59.34 | Q3 2018 | 2019-017 | SGD | 81 | 59.34
F002a | 0206 | Electronic Weigh Balance | AND | HR200 | 12305757 | 6 | 2019-02-28 | 2019-08-28 | Feb | Ming Deng | SGD | 80 | 59.29 | Flex |  | Flex |  |  | Flex | 2019-03-27 | 2019-178 | SGD | 80 | 59.29 | 1H 2018 | 2018-309 | SGD | 72 | 53.7
F002b | 0206 | Electronic Weigh Balance | AND | HR200 | 12305757 | 6 | 2019-07-31 | 2020-01-28 | Aug | Ming Deng | SGD | 72 | 52.75 | Flex |  | Flex |  |  | Flex | 2019-09-27 | 2019-447 | SGD | 72 | 52.75 | Q3 2018 | 2019-017 | SGD | 72 | 52.75
F003 | 0207 | Column Heater | Waters | WAT091727 | M03CHM015R | 12 | 2019-04-03 | 2020-04-03 | Apr | Flex Internal | USD | 33.34 | 33.34 | Flex |  | Flex |  |  | Flex | 2019-06-18 | 2019-268 | USD | 33.34 | 33.34 | 1H 2018 | 2018-309 | USD | 33.34 | 33.34
F004 | 0208 | Column Heater | Waters | WAT091727 | E01CHM203R | 12 | 2019-04-03 | 2020-04-03 | Apr | Flex Internal | USD | 33.34 | 33.34 | Flex |  | Flex |  |  | Flex | 2019-06-18 | 2019-268 | USD | 33.34 | 33.34 | 1H 2018 | 2018-309 | USD | 33.34 | 33.34
F005 | 0209 | Column Heater | Waters | WAT091727 | D01CHM128R | 12 | 2019-02-14 | 2020-02-14 | Feb | Flex Internal | USD | 33.34 | 33.34 | Flex |  | Flex |  |  | Flex | 2019-03-27 | 2019-178 | USD | 33.34 | 33.34 | 1H 2018 | 2018-309 | USD | 33.34 | 33.34
F006 | 0210 | Column Heater | Waters | WAT091727 | K03CHM938R | 12 | 2019-02-14 | 2020-02-14 | Feb | Flex Internal | USD | 33.34 | 33.34 | Flex |  | Flex |  |  | Flex | 2019-03-27 | 2019-178 | USD | 33.34 | 33.34 | 1H 2018 | 2018-309 | USD | 33.34 | 33.34
F007 | 0211 | Column Heater | Waters | WAT091727 | B03CHM551R | 12 | 2019-02-14 | 2020-02-14 | Feb | Flex Internal | USD | 33.34 | 33.34 | Flex |  | Flex |  |  | Flex | 2019-03-27 | 2019-178 | USD | 33.34 | 33.34 | 1H 2018 | 2018-309 | USD | 33.34 | 33.34
F008 | 0212 | Column Heater | Waters | WAT091727 | F00CHM528R | 12 | 2019-02-14 | 2020-02-14 | Feb | Flex Internal | USD | 33.34 | 33.34 | Flex |  | Flex |  |  | Flex | 2019-03-27 | 2019-178 | USD | 33.34 | 33.34 | 1H 2018 | 2018-309 | USD | 33.34 | 33.34
F009 | 0213 | Column Heater | Waters | WAT091727 | F00CHM531R | 12 | 2019-02-13 | 2020-02-13 | Feb | Flex Internal | USD | 33.34 | 33.34 | Flex |  | Flex |  |  | Flex | 2019-03-27 | 2019-178 | USD | 33.34 | 33.34 | 1H 2018 | 2018-309 | USD | 33.34 | 33.34
F010a | 0216 | Electronic Weigh Balance | AND | HR200 | 12200404 | 6 | 2019-02-28 | 2019-08-28 | Feb | Ming Deng | SGD | 80 | 59.29 | Flex |  | Flex |  |  | Flex | 2019-03-27 | 2019-178 | SGD | 80 | 59.29 | 1H 2018 | 2018-309 | SGD | 72 | 53.7
F010b | 0216 | Electronic Weigh Balance | AND | HR200 | 12200404 | 6 | 2019-07-31 | 2020-01-28 | Aug | Ming Deng | SGD | 72 | 52.75 | Flex |  | Flex |  |  | Flex | 2019-09-27 | 2019-447 | SGD | 72 | 52.75 | Q3 2018 | 2019-017 | SGD | 72 | 52.75
F011a | 0217 | Electronic Weigh Balance | AND | HR200 | 12303279 | 6 | 2019-02-28 | 2019-08-28 | Feb | Ming Deng | SGD | 80 | 59.29 | Flex |  | Flex |  |  | Flex | 2019-03-27 | 2019-178 | SGD | 80 | 59.29 | 1H 2018 | 2018-309 | SGD | 72 | 53.7
F011b | 0217 | Electronic Weigh Balance | AND | HR200 | 12303279 | 6 | 2019-07-31 | 2020-01-28 | Aug | Ming Deng | SGD | 72 | 52.75 | Flex |  | Flex |  |  | Flex | 2019-09-27 | 2019-447 | SGD | 72 | 52.75 | Q3 2018 | 2019-017 | SGD | 72 | 52.75
F012 | PM 03319 | Temperature Control Module | Waters | WAT091728 | J99TCM867R | 12 | 2019-04-02 | 2020-04-02 | Apr | Flex Internal | USD | 33.4 | 33.4 | Flex | EQID 0219 | Flex |  |  | Flex | 2019-07-10 | 2019-306 | USD | 33.4 | 33.4 | 1H 2018 | 2018-309 | USD | 33.4 | 33.4
F013 | PM 03324 | Temperature Control Module | Waters | WAT091728 | MX5MM4884M | 12 | 2019-04-02 | 2020-04-02 | Apr | Flex Internal | USD | 33.4 | 33.4 | Flex | EQID 0220 | Flex |  |  | Flex | 2019-07-10 | 2019-306 | USD | 33.4 | 33.4 | 1H 2018 | 2018-309 | USD | 33.4 | 33.4
F014a | 0221 | 1500 Series Pump Final Test Station | Waters | Pump | TE82705-2 | 6 | 2019-05-22 | 2019-11-22 | May | Flex Internal | USD | 141.94 | 141.94 | Flex |  | Flex |  |  | Flex | 2019-07-10 | 2019-306 | USD | 141.94 | 141.94 | 1H 2018 | 2018-309 | USD | 141.94 | 141.94
F014b | 0221 | 1500 Series Pump Final Test Station | Waters | Pump | TE82705-2 | 6 | 2019-11-26 | 2020-05-26 | Nov | Flex Internal | USD | 141.94 | 141.94 | Flex |  | Flex | 2020-01-08 | 2020-013 | Flex | 2020-01-08 | 2020-013 | USD | 141.94 | 141.94 | Nov 2018 | 2019-018 | USD | 141.94 | 141.94
F015a | 0222 | 515 Final Test Station | Waters | Pump | TE82534 | 6 | 2019-05-22 | 2019-11-22 | May | Flex Internal | USD | 141.94 | 141.94 | Flex |  | Flex |  |  | Flex | 2019-07-10 | 2019-306 | USD | 141.94 | 141.94 | 1H 2018 | 2018-309 | USD | 141.94 | 141.94
F015b | 0222 | 515 Final Test Station | Waters | Pump | TE82534 | 6 | 2019-11-26 | 2020-05-26 | Nov | Flex Internal | USD | 141.94 | 141.94 | Flex |  | Flex | 2020-01-08 | 2020-013 | Flex | 2020-01-08 | 2020-013 | USD | 141.94 | 141.94 | Nov 2018 | 2019-018 | USD | 141.94 | 141.94
F016a | 0223 | HPMV Tester | Waters | NA | TE82625-1 | 6 | 2019-01-17 | 2019-07-17 | Jan | Flex Internal | USD | 141.94 | 141.94 | Flex |  | Flex |  |  | Flex | 2019-03-26 | 2019-148 | USD | 141.94 | 141.94 | 1H 2018 | 2018-309 | USD | 141.94 | 141.94
F016b | 0223 | HPMV Tester | Waters | NA | TE82625-1 | 6 | 2019-07-16 | 2020-01-16 | Jul | Flex Internal | USD | 141.94 | 141.94 | Flex |  | Flex |  |  | Flex | 2019-08-27 | 2019-383 | USD | 141.94 | 141.94 | Q3 2018 | 2019-017 | USD | 141.94 | 141.94
F017a | 0224 | 2690 Pump Head Tester | Waters | NA | TE82519 | 6 | 2019-05-29 | 2019-11-29 | May | Flex Internal | USD | 141.94 | 141.94 | Flex |  | Flex |  |  | Flex | 2019-07-10 | 2019-306 | USD | 141.94 | 141.94 | 1H 2018 | 2018-309 | USD | 141.94 | 141.94
F017b | 0224 | 2690 Pump Head Tester | Waters | NA | TE82519 | 6 | 2019-11-27 | 2020-05-21 | Dec | Flex Internal | USD | 141.94 | 141.94 | Flex |  | Flex | 2020-01-08 | 2020-013 | Flex | 2020-01-08 | 2020-013 | USD | 141.94 | 141.94 | Dec 2018 | 2019-127 | USD | 141.94 | 141.94
F018a | 0225 | Injector Seal Pack Tester | Waters | TE82503-4 | TE82503-4 | 6 | 2019-01-17 | 2019-07-17 | Jan | Flex Internal | USD | 141.94 | 141.94 | Flex |  | Flex |  |  | Flex | 2019-03-26 | 2019-148 | USD | 141.94 | 141.94 | 1H 2018 | 2018-309 | USD | 141.94 | 141.94
F018b | 0225 | Injector Seal Pack Tester | Waters | TE82503-4 | TE82503-4 | 6 | 2019-07-16 | 2020-01-16 | Jul | Flex Internal | USD | 141.94 | 141.94 | Flex |  | Flex |  |  | Flex | 2019-08-27 | 2019-383 | USD | 141.94 | 141.94 | Q3 2018 | 2019-017 | USD | 141.94 | 141.94
F019a | 0226 | Electronic Weigh Balance | AND | HR200 | 12315717 | 6 | 2019-02-28 | 2019-08-28 | Feb | Ming Deng | SGD | 80 | 59.29 | Flex |  | Flex |  |  | Flex | 2019-03-27 | 2019-178 | SGD | 80 | 59.29 | 1H 2018 | 2018-309 | SGD | 72 | 53.7
F019b | 0226 | Electronic Weigh Balance | AND | HR200 | 12315717 | 6 | 2019-07-31 | 2020-01-28 | Aug | Ming Deng | SGD | 72 | 52.75 | Flex |  | Flex |  |  | Flex | 2019-09-27 | 2019-447 | SGD | 72 | 52.75 | Q3 2018 | 2019-017 | SGD | 72 | 52.75
F020 | PM 03323 | Temperature Control Module | Waters | WAT091728 | H01TCM643M | 12 | 2019-04-02 | 2020-04-02 | Apr | Flex Internal | USD | 33.4 | 33.4 | Flex | EQID 0228 | Flex |  |  | Flex | 2019-07-10 | 2019-306 | USD | 33.4 | 33.4 | 1H 2018 | 2018-309 | USD | 33.4 | 33.4
F021 | PM 03320 | Temperature Control Module | Waters | WAT091728 | G01TCM633M | 12 | 2019-04-02 | 2020-04-02 | Apr | Flex Internal | USD | 33.4 | 33.4 | Flex | EQID 0230 | Flex |  |  | Flex | 2019-07-10 | 2019-306 | USD | 33.4 | 33.4 | 1H 2018 | 2018-309 | USD | 33.4 | 33.4
F022 | PM 03321 | Temperature Control Module | Waters | WAT091728 | MX4MM6882M | 12 | 2019-04-02 | 2020-04-02 | Apr | Flex Internal | USD | 33.4 | 33.4 | Flex | EQID 0231 | Flex |  |  | Flex | 2019-07-10 | 2019-306 | USD | 33.4 | 33.4 | 1H 2018 | 2018-309 | USD | 33.4 | 33.4
F023 | PM 03322 | Temperature Control Module | Waters | WAT091728 | MX5DM2250R | 12 | 2019-04-02 | 2020-04-02 | Apr | Flex Internal | USD | 33.4 | 33.4 | Flex | EQID 0232 | Flex |  |  | Flex | 2019-07-10 | 2019-306 | USD | 33.4 | 33.4 | 1H 2018 | 2018-309 | USD | 33.4 | 33.4
F024 | 0233 | Column Heater | Waters | WAT038040 | H01CHM352M | 12 | 2019-02-13 | 2020-02-13 | Feb | Flex Internal | USD | 33.34 | 33.34 | Flex |  | Flex |  |  | Flex | 2019-03-27 | 2019-178 | USD | 33.34 | 33.34 | 1H 2018 | 2018-309 | USD | 33.34 | 33.34
F025 | 0234 | Column Heater | Waters | WAT038040 | M00CHM910M | 12 | 2019-02-13 | 2020-02-13 | Feb | Flex Internal | USD | 33.34 | 33.34 | Flex |  | Flex |  |  | Flex | 2019-03-27 | 2019-178 | USD | 33.34 | 33.34 | 1H 2018 | 2018-309 | USD | 33.34 | 33.34
F026 | 0235 | Column Heater | Waters | WAT038040 | H01CHM335M | 12 | 2019-02-13 | 2020-02-13 | Feb | Flex Internal | USD | 33.34 | 33.34 | Flex |  | Flex |  |  | Flex | 2019-03-27 | 2019-178 | USD | 33.34 | 33.34 | 1H 2018 | 2018-309 | USD | 33.34 | 33.34
F027 | 0236 | Column Heater | Waters | WAT038040 | MX6JM7863M | 12 | 2019-02-15 | 2020-02-15 | Feb | Flex Internal | USD | 33.34 | 33.34 | Flex |  | Flex |  |  | Flex | 2019-03-27 | 2019-178 | USD | 33.34 | 33.34 | 1H 2018 | 2018-309 | USD | 33.34 | 33.34
F028 | 0237 | Column Heater | Waters | WAT038040 | L97CHM711M | 12 | 2019-02-15 | 2020-02-15 | Feb | Flex Internal | USD | 33.34 | 33.34 | Flex |  | Flex |  |  | Flex | 2019-03-27 | 2019-178 | USD | 33.34 | 33.34 | 1H 2018 | 2018-309 | USD | 33.34 | 33.34
F029 | 0238 | Column Heater | Waters | WAT038040 | MX6KM9444M | 12 | 2019-04-02 | 2020-04-02 | Apr | Flex Internal | USD | 33.34 | 33.34 | Flex |  | Flex |  |  | Flex | 2019-06-18 | 2019-268 | USD | 33.34 | 33.34 | 1H 2018 | 2018-309 | USD | 33.34 | 33.34
F030 | 0239 | Column Heater | Waters | WAT038040 | MX5MM5993M | 12 | 2019-02-15 | 2020-02-15 | Feb | Flex Internal | USD | 33.34 | 33.34 | Flex |  | Flex |  |  | Flex | 2019-03-27 | 2019-178 | USD | 33.34 | 33.34 | 1H 2018 | 2018-309 | USD | 33.34 | 33.34
F031 | 0244 | Column Heater | Waters | WAT038040 | MX6JM7867M | 12 | 2019-02-15 | 2020-02-15 | Feb | Flex Internal | USD | 33.34 | 33.34 | Flex |  | Flex |  |  | Flex | 2019-03-27 | 2019-178 | USD | 33.34 | 33.34 | 1H 2018 | 2018-309 | USD | 33.34 | 33.34
F032 | 0245 | Digital Multimeter | Fluke | 110 | 85730619 | 12 | 2019-12-16 | 2020-12-16 | Dec | TSIA | SGD | 72 | 52.73 | Flex |  | Flex | 2020-01-17 | 2020-035 | Flex | 2019-03-26 | 2019-148 | SGD | 72 | 52.95 | 1H 2018 | 2018-309 | SGD | 72 | 53.7
F033 | 0246 | Digital Multimeter | Fluke | 179 | 90240092 | 12 | 2019-01-18 | 2020-01-18 | Jan | TSIA | SGD | 72 | 52.95 | Flex |  | Flex |  |  | Flex | 2019-03-26 | 2019-148 | SGD | 72 | 52.95 | 1H 2018 | 2018-309 | SGD | 72 | 53.7
F034 | *** 0249 | Electrical Safety Analyzer | Quadtech | Guardian 6000 | 5037655 | 12 | 2019-01-09 | 2020-01-09 | Jan | Micro Precision | SGD | 300 | 220.64 | Flex |  | Flex |  |  | Flex | 2019-03-26 | 2019-148 | SGD | 300 | 220.64 | 1H 2018 | 2018-309 | SGD | 300 | 223.76
F035 | 0256 | Pressure Calibrator | Ametek | APC10KGINDG | 9093205 | 12 | 2019-11-22 | 2020-11-21 | Nov | SIS | SGD | 320 | 234.3636 | Flex |  | Flex | 2020-01-17 | 2020-035 | Flex |  |  | SGD | 316 | 231.5 | Q3 2018 | 2019-017 | SGD | 316 | 231.5
F036a | 0259 | Injector Seal Pack Tester | Waters | TE82503-5 | TE82503-5 | 6 | 2019-03-01 | 2019-09-01 | Mar | Flex Internal | USD | 141.94 | 141.94 | Flex |  | Flex |  |  | Flex | 2019-05-08 | 2019-219 | USD | 141.94 | 141.94 | 1H 2018 | 2018-309 | USD | 141.94 | 141.94
F036b | 0259 | Injector Seal Pack Tester | Waters | TE82503-5 | TE82503-5 | 6 | 2019-08-30 | 2020-02-29 | Aug | Flex Internal | USD | 141.94 | 141.94 | Flex |  | Flex |  |  | Flex | 2019-09-27 | 2019-447 | USD | 141.94 | 141.94 | Q3 2018 | 2019-017 | USD | 141.94 | 141.94
F037a | 0278 | Electronic Weigh Balance | AND | HR200 | 12316922 | 6 | 2019-02-28 | 2019-08-28 | Feb | Ming Deng | SGD | 80 | 59.29 | Flex |  | Flex |  |  | Flex | 2019-03-27 | 2019-178 | SGD | 80 | 59.29 | 1H 2018 | 2018-309 | SGD | 72 | 53.7
F037b | 0278 | Electronic Weigh Balance | AND | HR200 | 12316922 | 6 | 2019-08-30 | 2020-02-29 | Aug | Ming Deng | SGD | 72 | 52.75 | Flex |  | Flex |  |  | Flex | 2019-09-27 | 2019-447 | SGD | 72 | 52.75 | Q3 2018 | 2019-017 | SGD | 72 | 52.75
F038 | 0279 | High Voltage Probe | Fluke | 80K-6 | 89200011 | 12 | 2019-09-24 | 2020-09-23 | Sep | SGS | SGD | 218 | 159.71 | Flex |  | Flex |  |  | Flex | 2019-11-04 | 2019-515 | SGD | 218 | 159.71 | Q3 2018 | 2019-017 | SGD | 218 | 159.71
F039 | 0280 | Clamp Meter | Kyoritsu | 2033 | 66386 | 12 | 2019-07-30 | 2020-07-30 | Jul | TSIA | SGD | 108 | 79.12 | Flex |  | Flex |  |  | Flex | 2019-09-27 | 2019-447 | SGD | 108 | 79.12 | Q3 2018 | 2019-017 | SGD | 108 | 79.12
F040 | EQID 0311 | Temperature Control Module | Waters | WAT091728 | E97TCM153R | 12 | 2019-04-02 | 2020-04-02 | Apr | Flex Internal | USD | 33.4 | 33.4 | Flex |  | Flex |  |  | Flex | 2019-07-10 | 2019-306 | USD | 33.4 | 33.4 | 1H 2018 | 2018-309 | USD | 33.4 | 33.4
F041 | *** 0360 | Electrical Safety Analyzer | Quadtech | Guardian 6000 | 6069766 | 12 | 2018-12-04 | 2019-12-04 | Dec | Micro Precision | SGD | 300 | 217.74 | Flex |  | Flex |  |  | Flex |  |  | SGD | 300 | 217.74 | Nov 2018 | 2019-018 | SGD | 300 | 217.74
F042 | 0430 | Picoammeter | Keithley | 485 | 310788 | 12 | 2019-03-11 | 2020-03-11 | Mar | Keysight | SGD | 283 | 209.74 | Flex |  | Flex |  |  | Flex | 2019-05-08 | 2019-219 | SGD | 283 | 209.74 | 1H 2018 | 2018-309 | SGD | 270 | 201.39
F044 | *** 0432 | Electrical Safety Analyzer | Quadtech | Guardian 6000 Plus | 8280865 | 12 | 2019-10-03 | 2020-10-03 | Oct | Micro Precision | SGD | 300 | 217.06 | Flex |  | Flex |  |  | Flex | 2019-12-16 | 2019-558 | SGD | 300 | 217.06 | Q3 2018 | 2019-017 | SGD | 300 | 219.78
F045 | 0458 | Auto Pressure (Flowcell Tester) | Waters | NA | TE-82475-2 | 12 | 2019-04-11 | 2020-04-11 | Apr | Flex Internal | USD | 141.94 | 141.94 | Flex |  | Flex |  |  | Flex | 2019-06-18 | 2019-268 | USD | 141.94 | 141.94 | 1H 2018 | 2018-309 | USD | 141.94 | 141.94
F046 | 0481 | Liquilaz | Particle Measuring Systems | E20P | 51053 | 12 | 2019-08-21 | 2019-08-21 | Aug | Particle Measuring Systems | SGD | 1848 | 1353.85 | Flex |  | Flex |  |  | Flex | 2019-09-27 | 2019-447 | SGD | 1848 | 1353.85 | Q3 2018 | 2019-017 | SGD | 1848 | 1353.85
F047a | 0497 | Electronic Weigh Balance | AND | HR200 | 12326186 | 6 | 2019-09-05 | 2020-09-04 | Sep | Ming Deng | SGD | 72 | 52.95 | Flex |  | Flex |  |  | Flex | 2019-11-04 | 2019-515 | SGD | 72 | 52.95 | 1H 2018 | 2018-309 | SGD | 72 | 53.7
F047b | 0497 | Electronic Weigh Balance | AND | HR200 | 12326186 | 6 |  |  |  | Ming Deng | SGD | 72 | 52.75 | Flex | Equipment removed | Flex |  |  | Flex |  |  | SGD | 72 | 52.75 | Q3 2018 | 2019-017 | SGD | 72 | 52.75
F048a | 0498 | Electronic Weigh Balance | AND | HR200 | 12326300 | 6 | 2019-02-06 | 2019-08-06 | Feb | Ming Deng | SGD | 72 | 53.36 | Flex |  | Flex |  |  | Flex | 2019-03-27 | 2019-178 | SGD | 72 | 53.36 | 1H 2018 | 2018-309 | SGD | 72 | 53.7
F048b | 0498 | Electronic Weigh Balance | AND | HR200 | 12326300 | 6 | 2018-08-06 | 2019-02-06 | Aug | Ming Deng | SGD | 72 | 52.75 | Flex |  | Flex |  |  | Flex |  |  | SGD | 72 | 52.75 | Q3 2018 | 2019-017 | SGD | 72 | 52.75
F049a | 0499 | Electronic Weigh Balance | AND | HR200 | 12324733 | 6 | 2019-12-16 | 2020-06-16 | Dec | Ming Deng | SGD | 80 | 58.5909 | Flex |  | Flex | 2020-01-17 | 2020-035 | Flex | 2019-03-26 | 2019-148 | SGD | 72 | 52.95 | 1H 2018 | 2018-309 | SGD | 72 | 53.7
F049b | 0499 | Electronic Weigh Balance | AND | HR200 | 12324733 | 6 | 2019-06-24 | 2019-11-24 | Jun | Ming Deng | SGD | 72 | 52.75 | Flex |  | Flex |  |  | Flex | 2019-07-22 | 2019-323 | SGD | 72 | 52.75 | Q3 2018 | 2019-017 | SGD | 72 | 52.75
F050a | 0500 | Electronic Weigh Balance | AND | HR200 | 12326184 | 6 | 2019-05-02 | 2019-11-02 | May | Ming Deng | SGD | 80 | 58.87 | Flex |  | Flex |  |  | Flex | 2019-07-10 | 2019-306 | SGD | 80 | 58.87 | 1H 2018 | 2018-309 | SGD | 72 | 53.7
F050b | 0500 | Electronic Weigh Balance | AND | HR200 | 12326184 | 6 | 2019-10-23 | 2020-04-23 | Oct | Ming Deng | SGD | 80 | 57.88 | Flex |  | Flex |  |  | Flex | 2019-12-16 | 2019-558 | SGD | 80 | 57.88 | Dec 2018 | 2019-127 | SGD | 72 | 52.26
F051a | 0501 | Electronic Weigh Balance | AND | HR200 | 12326187 | 6 | 2019-12-16 | 2020-06-16 | Dec | Ming Deng | SGD | 80 | 58.5909 | Flex |  | Flex | 2020-01-17 | 2020-035 | Flex | 2019-03-26 | 2019-148 | SGD | 72 | 52.95 | 1H 2018 | 2018-309 | SGD | 72 | 53.7
F051b | 0501 | Electronic Weigh Balance | AND | HR200 | 12326187 | 6 | 2019-06-24 | 2019-11-14 | Jun | Ming Deng | SGD | 72 | 52.75 | Flex |  | Flex |  |  | Flex | 2019-07-22 | 2019-323 | SGD | 72 | 52.75 | Q3 2018 | 2019-017 | SGD | 72 | 52.75
F052a | 0502 | Electronic Weigh Balance | AND | HR200 | 12326180 | 6 | 2019-12-16 | 2020-06-16 | Dec | Ming Deng | SGD | 80 | 58.5909 | Flex |  | Flex | 2020-01-17 | 2020-035 | Flex | 2019-03-26 | 2019-148 | SGD | 72 | 52.95 | 1H 2018 | 2018-309 | SGD | 72 | 53.7
F052b | 0502 | Electronic Weigh Balance | AND | HR200 | 12326180 | 6 | 2019-06-24 | 2019-11-24 | Jun | Ming Deng | SGD | 72 | 52.75 | Flex |  | Flex |  |  | Flex | 2019-07-22 | 2019-323 | SGD | 72 | 52.75 | Q3 2018 | 2019-017 | SGD | 72 | 52.75
F053a | 0503 | Electronic Weigh Balance | AND | HR200 | 12326190 | 6 | 2019-12-16 | 2020-06-16 | Dec | Ming Deng | SGD | 80 | 58.5909 | Flex |  | Flex | 2020-01-17 | 2020-035 | Flex | 2019-03-26 | 2019-148 | SGD | 72 | 52.95 | 1H 2018 | 2018-309 | SGD | 72 | 53.7
F053b | 0503 | Electronic Weigh Balance | AND | HR200 | 12326190 | 6 | 2019-06-24 | 2019-11-24 | Jun | Ming Deng | SGD | 72 | 52.75 | Flex |  | Flex |  |  | Flex | 2019-07-22 | 2019-323 | SGD | 72 | 52.75 | Q3 2018 | 2019-017 | SGD | 72 | 52.75
F054a | 0504 | Electronic Weigh Balance | AND | HR200 | 12326279 | 6 | 2019-12-16 | 2020-06-16 | Dec | Ming Deng | SGD | 80 | 58.5909 | Flex |  | Flex | 2020-01-17 | 2020-035 | Flex | 2019-03-27 | 2019-178 | SGD | 72 | 52.95 | 1H 2018 | 2018-309 | SGD | 72 | 53.7
F054b | 0504 | Electronic Weigh Balance | AND | HR200 | 12326279 | 6 | 2019-06-24 | 2019-11-24 | Jun | Ming Deng | SGD | 72 | 52.75 | Flex |  | Flex |  |  | Flex | 2019-07-22 | 2019-323 | SGD | 72 | 52.75 | Q3 2018 | 2019-017 | SGD | 72 | 52.75
F055a | 0592 | Torque Wrench | Snap-on | QD2R1000 | 1009032663 | 6 | 2019-02-22 | 2019-08-22 | Feb | Ming Deng | SGD | 80 | 59.29 | Flex |  | Flex |  |  | Flex | 2019-03-27 | 2019-178 | SGD | 80 | 59.29 | 1H 2018 | 2018-309 | SGD | 64 | 47.74
F055b | 0592 | Torque Wrench | Snap-on | QD2R1000 | 1009032663 | 6 | 2019-09-03 | 2020-03-03 | Sep | Ming Deng | SGD | 64 | 46.89 | Flex |  | Flex |  |  | Flex | 2019-09-27 | 2019-447 | SGD | 64 | 46.89 | Q3 2018 | 2019-017 | SGD | 64 | 46.89
F056a | 0594 | Dial Depth Gauge | Mitutoyo | 2904S / 7217S | LQY537 / 000943 | 6 | 2019-02-28 | 2019-08-28 | Feb | Ming Deng | SGD | 32 | 23.72 | Flex |  | Flex |  |  | Flex | 2019-03-27 | 2019-178 | SGD | 32 | 23.72 | 1H 2018 | 2018-309 | SGD | 32 | 23.87
F056b | 0594 | Dial Depth Gauge | Mitutoyo | 2904S / 7217S | LQY537 / 000943 | 6 | 2019-08-27 | 2020-02-27 | Aug | Ming Deng | SGD | 32 | 23.44 | Flex |  | Flex |  |  | Flex | 2019-09-27 | 2019-447 | SGD | 32 | 23.44 | Q3 2018 | 2019-017 | SGD | 32 | 23.44
F057a | 0595 | Dial Indicator | Mitutoyo | 2514S | JDY576 | 6 | 2019-02-21 | 2019-08-21 | Feb | Ming Deng | SGD | 27 | 20.01 | Flex |  | Flex |  |  | Flex | 2019-03-27 | 2019-178 | SGD | 27 | 20.01 | 1H 2018 | 2018-309 | SGD | 24 | 17.9
F057b | 0595 | Dial Indicator | Mitutoyo | 2514S | JDY576 | 6 | 2019-08-27 | 2020-02-27 | Aug | Ming Deng | SGD | 32 | 23.44 | Flex |  | Flex |  |  | Flex | 2019-09-27 | 2019-447 | SGD | 32 | 23.44 | Q3 2018 | 2019-017 | SGD | 32 | 23.44
F058 | 0597 | Mass Flow Meter | Aalborg | GFM17 | 170609-1 | 12 | 2019-07-15 | 2020-07-15 | Jul | Caltek | SGD | 390 | 288.21 | Flex |  | Flex |  |  | Flex | 2019-08-27 | 2019-383 | SGD | 390 | 288.21 | Q3 2018 | 2019-017 | SGD | 390 | 285.71
F059 | PM 03484 | BSM/QSM Tester | Waters | TE-82943 | TE-82943-18 | 12 | 2019-06-14 | 2020-06-14 | Jun | Flex Internal | USD | 15.79 | 15.79 | Flex | EQID 0631 | Flex |  |  | Flex | 2019-07-22 | 2019-323 | USD | 15.79 | 15.79 | 1H 2018 | 2018-309 | USD | 15.79 | 15.79
F060 | PM 03484 | BSM/QSM Tester | Waters | TE-82943 | TE-82943-17 | 12 | 2019-06-14 | 2020-06-14 | Jun | Flex Internal | USD | 15.79 | 15.79 | Flex | EQID 0632 | Flex |  |  | Flex | 2019-07-22 | 2019-323 | USD | 15.79 | 15.79 | 1H 2018 | 2018-309 | USD | 15.79 | 15.79
F061 | PM 03482 | BSM/QSM Tester | Waters | TE-82943 | TE-82943-16 | 12 | 2019-06-14 | 2020-06-14 | Jun | Flex Internal | USD | 15.79 | 15.79 | Flex | EQID 0633 | Flex |  |  | Flex | 2019-07-22 | 2019-323 | USD | 15.79 | 15.79 | 1H 2018 | 2018-309 | USD | 15.79 | 15.79
F062 | PM 03481 | BSM/QSM Tester | Waters | TE-82943 | TE-82943-15 | 12 | 2019-06-14 | 2020-06-14 | Jun | Flex Internal | USD | 15.79 | 15.79 | Flex | EQID 0634 | Flex |  |  | Flex | 2019-07-22 | 2019-323 | USD | 15.79 | 15.79 | 1H 2018 | 2018-309 | USD | 15.79 | 15.79
F063 | PM 03480 | BSM/QSM Tester | Waters | TE-82943 | TE-82943-14 | 12 | 2019-06-14 | 2020-06-14 | Jun | Flex Internal | USD | 15.79 | 15.79 | Flex | EQID 0635 | Flex |  |  | Flex | 2019-07-22 | 2019-323 | USD | 15.79 | 15.79 | 1H 2018 | 2018-309 | USD | 15.79 | 15.79
F064 | PM 03479 | BSM/QSM Tester | Waters | TE-82943 | TE-82943-13 | 12 | 2019-06-14 | 2020-06-14 | Jun | Flex Internal | USD | 15.79 | 15.79 | Flex | EQID 0636 | Flex |  |  | Flex | 2019-07-22 | 2019-323 | USD | 15.79 | 15.79 | 1H 2018 | 2018-309 | USD | 15.79 | 15.79
F065 | PM 03478 | BSM/QSM Tester | Waters | TE-82943 | TE-82943-12 | 12 | 2019-06-14 | 2020-06-14 | Jun | Flex Internal | USD | 15.79 | 15.79 | Flex | EQID 0637 | Flex |  |  | Flex | 2019-07-22 | 2019-323 | USD | 15.79 | 15.79 | 1H 2018 | 2018-309 | USD | 15.79 | 15.79
F066 | PM 03477 | BSM/QSM Tester | Waters | TE-82943 | TE-82943-11 | 12 | 2019-06-14 | 2020-06-14 | Jun | Flex Internal | USD | 15.79 | 15.79 | Flex | EQID 0638 | Flex |  |  | Flex | 2019-07-22 | 2019-323 | USD | 15.79 | 15.79 | 1H 2018 | 2018-309 | USD | 15.79 | 15.79
F067 | PM 03372 | Dual Wavelength Detector | Waters | TUV Detector | M09UPT364A | 12 | 2019-04-17 | 2020-04-17 | Apr | Flex Internal | USD | 105.29 | 105.29 | Flex | EQID 0670 | Flex |  |  | Flex | 2019-07-10 | 2019-306 | USD | 105.29 | 105.29 | 1H 2018 | 2018-309 | USD | 105.29 | 105.29
F068 | PM 03373 | Dual Wavelength Detector | Waters | TUV Detector | M09UPT361A | 12 | 2019-04-17 | 2020-04-17 | Apr | Flex Internal | USD | 105.29 | 105.29 | Flex | EQID 0671 | Flex |  |  | Flex | 2019-07-10 | 2019-306 | USD | 105.29 | 105.29 | 1H 2018 | 2018-309 | USD | 105.29 | 105.29
F069 | PM 03374 | Dual Wavelength Detector | Waters | TUV Detector | K09UPT215A | 12 | 2019-04-17 | 2020-04-17 | Apr | Flex Internal | USD | 105.29 | 105.29 | Flex | EQID 0672 | Flex |  |  | Flex | 2019-07-10 | 2019-306 | USD | 105.29 | 105.29 | 1H 2018 | 2018-309 | USD | 105.29 | 105.29
F070 | PM 03375 | Dual Wavelength Detector | Waters | TUV Detector | M09UPT362A | 12 | 2019-04-17 | 2020-04-17 | Apr | Flex Internal | USD | 105.29 | 105.29 | Flex | EQID 0673 | Flex |  |  | Flex | 2019-07-10 | 2019-306 | USD | 105.29 | 105.29 | 1H 2018 | 2018-309 | USD | 105.29 | 105.29
F071 | PM 03376 | Dual Wavelength Detector | Waters | TUV Detector | M09UPT363A | 12 | 2019-04-18 | 2020-04-18 | Apr | Flex Internal | USD | 105.29 | 105.29 | Flex | EQID 0674 | Flex |  |  | Flex | 2019-07-10 | 2019-306 | USD | 105.29 | 105.29 | 1H 2018 | 2018-309 | USD | 105.29 | 105.29
F072 | PM 03377 | Dual Wavelength Detector | Waters | TUV Detector | M09UPT360A | 12 | 2019-04-18 | 2020-04-18 | Apr | Flex Internal | USD | 105.29 | 105.29 | Flex | EQID 0675 | Flex |  |  | Flex | 2019-07-10 | 2019-306 | USD | 105.29 | 105.29 | 1H 2018 | 2018-309 | USD | 105.29 | 105.29
F073 | PM 03378 | Dual Wavelength Detector | Waters | TUV Detector | M09UPT359A | 12 | 2019-04-18 | 2020-04-18 | Apr | Flex Internal | USD | 105.29 | 105.29 | Flex | EQID 0676 | Flex |  |  | Flex | 2019-07-10 | 2019-306 | USD | 105.29 | 105.29 | 1H 2018 | 2018-309 | USD | 105.29 | 105.29
F074 | PM 03371 | Dual Wavelength Detector | Waters | TUV Detector | M09UPT366A | 12 | 2019-04-18 | 2020-04-18 | Apr | Flex Internal | USD | 105.29 | 105.29 | Flex | EQID 0677 | Flex |  |  | Flex | 2019-07-10 | 2019-306 | USD | 105.29 | 105.29 | 1H 2018 | 2018-309 | USD | 105.29 | 105.29
F075a | 0877 | Torque Wrench | Snap-on | QD1R200 | 408302147 | 6 | 2019-02-21 | 2019-08-21 | Feb | Ming Deng | SGD | 80 | 59.29 | Flex |  | Flex |  |  | Flex | 2019-03-27 | 2019-178 | SGD | 80 | 59.29 | 1H 2018 | 2018-309 | SGD | 64 | 47.74
F075b | 0877 | Torque Wrench | Snap-on | QD1R200 | 408302147 | 6 | 2019-09-03 | 2020-03-03 | Sep | Ming Deng | SGD | 64 | 46.89 | Flex |  | Flex |  |  | Flex | 2019-09-27 | 2019-447 | SGD | 64 | 46.89 | Q3 2018 | 2019-017 | SGD | 64 | 46.89
F076 | 1109 | Dual Wavelength Detector | Waters | TUV Detector | K05UPT479M | 12 | 2019-02-05 | 2020-02-05 | Feb | Flex Internal | USD | 105.29 | 105.29 | Flex |  | Flex |  |  | Flex | 2019-03-27 | 2019-178 | USD | 105.29 | 105.29 | 1H 2018 | 2018-309 | USD | 105.29 | 105.29
F077 | 1394 | 2489 UV / Visible Detector | Waters | 186248900 | H1387E726A | 12 | 2019-06-12 | 2020-06-12 | Jun | Flex Internal | USD | 105.29 | 105.29 | Flex |  | Flex |  |  | Flex | 2019-07-22 | 2019-323 | USD | 105.29 | 105.29 | 1H 2018 | 2018-309 | USD | 105.29 | 105.29
F078 | 1395 | 2489 UV / Visible Detector | Waters | 186248900 | H1387E727A | 12 | 2019-07-10 | 2020-07-10 | Jul | Flex Internal | USD | 105.29 | 105.29 | Flex |  | Flex |  |  | Flex | 2019-08-27 | 2019-383 | USD | 105.29 | 105.29 | Q3 2018 | 2019-017 | USD | 105.29 | 105.29
F079 | 1396 | 2489 UV / Visible Detector | Waters | 186248900 | H1387E728A | 12 | 2019-06-28 | 2020-06-28 | Jun | Flex Internal | USD | 105.29 | 105.29 | Flex |  | Flex |  |  | Flex | 2019-07-22 | 2019-323 | USD | 105.29 | 105.29 | 1H 2018 | 2018-309 | USD | 105.29 | 105.29
F080 | 1397 | 2489 UV / Visible Detector | Waters | 186248900 | H1387E729A | 12 | 2019-07-19 | 2020-07-19 | Jul | Flex Internal | USD | 105.29 | 105.29 | Flex |  | Flex |  |  | Flex | 2019-08-27 | 2019-383 | USD | 105.29 | 105.29 | Q3 2018 | 2019-017 | USD | 105.29 | 105.29
F081 | 1398 | 2489 UV / Visible Detector | Waters | 186248900 | H1387E730A | 12 | 2019-07-11 | 2020-07-11 | Jul | Flex Internal | USD | 105.29 | 105.29 | Flex |  | Flex |  |  | Flex | 2019-08-27 | 2019-383 | USD | 105.29 | 105.29 | Q3 2018 | 2019-017 | USD | 105.29 | 105.29
F082 | 1399 | 2489 UV / Visible Detector | Waters | 186248900 | H1387E731A | 12 | 2019-06-03 | 2020-06-03 | Jun | Flex Internal | USD | 105.29 | 105.29 | Flex |  | Flex |  |  | Flex | 2019-07-22 | 2019-323 | USD | 105.29 | 105.29 | 1H 2018 | 2018-309 | USD | 105.29 | 105.29
F083 | 1400 | 2489 UV / Visible Detector | Waters | 186248900 | H1387E732A | 12 | 2019-06-11 | 2020-06-11 | Jun | Flex Internal | USD | 105.29 | 105.29 | Flex |  | Flex |  |  | Flex | 2019-07-22 | 2019-323 | USD | 105.29 | 105.29 | 1H 2018 | 2018-309 | USD | 105.29 | 105.29
F084 | 1401 | 2489 UV / Visible Detector | Waters | 186248900 | H1387E733A | 12 | 2019-06-13 | 2020-06-13 | Jun | Flex Internal | USD | 105.29 | 105.29 | Flex |  | Flex |  |  | Flex | 2019-07-22 | 2019-323 | USD | 105.29 | 105.29 | 1H 2018 | 2018-309 | USD | 105.29 | 105.29
F085 | 1402 | 2489 UV / Visible Detector | Waters | 186248900 | H1387E734A | 12 | 2019-07-19 | 2020-07-19 | Jul | Flex Internal | USD | 105.29 | 105.29 | Flex |  | Flex |  |  | Flex | 2019-08-27 | 2019-383 | USD | 105.29 | 105.29 | Q3 2018 | 2019-017 | USD | 105.29 | 105.29
F086 | 1403 | 2489 UV / Visible Detector | Waters | 186248900 | H1387E735A | 12 | 2019-07-10 | 2020-07-10 | Jul | Flex Internal | USD | 105.29 | 105.29 | Flex |  | Flex |  |  | Flex | 2019-08-27 | 2019-383 | USD | 105.29 | 105.29 | Q3 2018 | 2019-017 | USD | 105.29 | 105.29
F087 | 1404 | 2489 UV / Visible Detector | Waters | 186248900 | H1387E736A | 12 | 2019-06-21 | 2020-06-21 | Jun | Flex Internal | USD | 105.29 | 105.29 | Flex |  | Flex |  |  | Flex | 2019-07-22 | 2019-323 | USD | 105.29 | 105.29 | 1H 2018 | 2018-309 | USD | 105.29 | 105.29
F088 | 1405 | 2489 UV / Visible Detector | Waters | 186248900 | H1387E737A | 12 | 2019-07-11 | 2020-07-11 | Jul | Flex Internal | USD | 105.29 | 105.29 | Flex |  | Flex |  |  | Flex | 2019-08-27 | 2019-383 | USD | 105.29 | 105.29 | Q3 2018 | 2019-017 | USD | 105.29 | 105.29
F089 | 1428 | 2489 UV / Visible Detector | Waters | 186248900 | H1387E710A | 12 | 2019-07-11 | 2020-07-11 | Jul | Flex Internal | USD | 105.29 | 105.29 | Flex |  | Flex |  |  | Flex | 2019-08-27 | 2019-383 | USD | 105.29 | 105.29 | Q3 2018 | 2019-017 | USD | 105.29 | 105.29
F090 | 1429 | 2489 UV / Visible Detector | Waters | 186248900 | D1387E759A | 12 | 2019-04-10 | 2020-04-10 | Apr | Flex Internal | USD | 105.29 | 105.29 | Flex |  | Flex |  |  | Flex | 2019-06-18 | 2019-268 | USD | 105.29 | 105.29 | 1H 2018 | 2018-309 | USD | 105.29 | 105.29
F091 | 1430 | 2489 UV / Visible Detector | Waters | 186248900 | D1387E763A | 12 | 2019-04-11 | 2020-04-11 | Apr | Flex Internal | USD | 105.29 | 105.29 | Flex |  | Flex |  |  | Flex | 2019-06-18 | 2019-268 | USD | 105.29 | 105.29 | 1H 2018 | 2018-309 | USD | 105.29 | 105.29
F092 | 1431 | 2489 UV / Visible Detector | Waters | 186248900 | D1387E765A | 12 | 2019-04-12 | 2020-04-12 | Apr | Flex Internal | USD | 105.29 | 105.29 | Flex |  | Flex |  |  | Flex | 2019-06-18 | 2019-268 | USD | 105.29 | 105.29 | 1H 2018 | 2018-309 | USD | 105.29 | 105.29
F093 | 1432 | 2489 UV / Visible Detector | Waters | 186248900 | D1387E766A | 12 | 2019-04-06 | 2020-04-06 | Apr | Flex Internal | USD | 105.29 | 105.29 | Flex |  | Flex |  |  | Flex | 2019-06-18 | 2019-268 | USD | 105.29 | 105.29 | 1H 2018 | 2018-309 | USD | 105.29 | 105.29
F094 | 1433 | 2489 UV / Visible Detector | Waters | 186248900 | C1387E135M | 12 | 2019-04-12 | 2020-04-12 | Apr | Flex Internal | USD | 105.29 | 105.29 | Flex |  | Flex |  |  | Flex | 2019-06-18 | 2019-268 | USD | 105.29 | 105.29 | 1H 2018 | 2018-309 | USD | 105.29 | 105.29
F095 | *** 1492 | Electrical Safety Analyzer | Chroma | 19032 | 19032G000182 | 12 | 2019-10-26 | 2020-10-26 | Oct | Micro Precision | SGD | 300 | 217.06 | Flex |  | Flex |  |  | Flex | 2019-12-16 | 2019-558 | SGD | 300 | 217.06 | Nov 2018 | 2019-018 | SGD | 300 | 217.74
F096 | 1515 | 2489 UV / Visible Detector | Waters | 186248900 | B1587E607A | 12 | 2019-12-26 | 2020-12-26 | Dec | Flex Internal | USD | 105.29 | 105.29 | Flex |  | Flex | 2020-01-17 | 2020-035 | Flex | 2019-03-27 | 2019-178 | USD | 33.34 | 33.34 | 1H 2018 | 2018-309 | USD | 105.29 | 105.29
F097 | 1516 | 2489 UV / Visible Detector | Waters | 186248900 | B1587E608A | 12 | 2019-12-27 | 2020-12-27 | Dec | Flex Internal | USD | 105.29 | 105.29 | Flex |  | Flex | 2020-01-17 | 2020-035 | Flex | 2019-03-27 | 2019-178 | USD | 33.34 | 33.34 | 1H 2018 | 2018-309 | USD | 105.29 | 105.29
F098 | 1519 | 2489 UV / Visible Detector | Waters | 186248900 | B1587E609A | 12 | 2019-12-27 | 2020-12-27 | Dec | Flex Internal | USD | 105.29 | 105.29 | Flex |  | Flex | 2020-01-17 | 2020-035 | Flex | 2019-03-27 | 2019-178 | USD | 33.34 | 33.34 | 1H 2018 | 2018-309 | USD | 105.29 | 105.29
F099 | 1520 | 2489 UV / Visible Detector | Waters | 186248900 | B1587E610A | 12 | 2020-12-26 | 2020-12-26 | Dec | Flex Internal | USD | 105.29 | 105.29 | Flex |  | Flex | 2020-01-17 | 2020-035 | Flex | 2019-03-27 | 2019-178 | USD | 33.34 | 33.34 | 1H 2018 | 2018-309 | USD | 105.29 | 105.29
F100 | 1577 | Macbeth Lighting | X-Rite | Judge II | C61093261217 | 12 | 2019-09-04 | 2020-09-03 | Sep | X-Rite | SGD | 1100 | 805.86 | Flex |  | Flex |  |  | Flex | 2019-11-04 | 2019-515 | SGD | 1100 | 805.86 | Q3 2018 | 2019-017 | SGD | 1100 | 805.86
F101 | 1781 | Column Heater | Waters | WAT091727 | C13CHM795R | 12 | 2019-07-17 | 2020-07-17 | Jul | Flex Internal | USD | 33.34 | 33.34 | Flex |  | Flex |  |  | Flex | 2019-08-27 | 2019-383 | USD | 33.34 | 33.34 | Q3 2018 | 2019-017 | USD | 33.34 | 33.34
F102 | 1782 | Column Heater | Waters | WAT091727 | D12CHM299R | 12 | 2019-07-17 | 2020-07-17 | Jul | Flex Internal | USD | 33.34 | 33.34 | Flex |  | Flex |  |  | Flex | 2019-08-27 | 2019-383 | USD | 33.34 | 33.34 | Q3 2018 | 2019-017 | Flex | 33.34 | 33.34
F103 | 1783 | Column Heater | Waters | WAT091727 | K14CHM398R | 12 | 2019-07-18 | 2020-07-18 | Jul | Flex Internal | USD | 33.34 | 33.34 | Flex |  | Flex |  |  | Flex | 2019-08-27 | 2019-383 | USD | 33.34 | 33.34 | Q3 2018 | 2019-017 | USD | 33.34 | 33.34
F104 | 1784 | Column Heater | Waters | WAT091727 | L14CHM438R | 12 | 2019-07-19 | 2020-07-19 | Jul | Flex Internal | USD | 33.34 | 33.34 | Flex |  | Flex |  |  | Flex | 2019-08-27 | 2019-383 | USD | 33.34 | 33.34 | Q3 2018 | 2019-017 | USD | 33.34 | 33.34
F105 | 1787 | Column Heater | Waters | WAT091727 | D15CHM641R | 12 | 2019-07-19 | 2020-07-19 | Jul | Flex Internal | USD | 33.34 | 33.34 | Flex |  | Flex |  |  | Flex | 2019-08-27 | 2019-383 | USD | 33.34 | 33.34 | Q3 2018 | 2019-017 | USD | 33.34 | 33.34
F106a | 2035 | Electronic Weigh Balance | AND | HR200 | 12336741 | 6 | 2019-05-02 | 2019-11-02 | May | Ming Deng | SGD | 80 | 58.87 | Flex |  | Flex |  |  | Flex | 2019-07-10 | 2019-306 | SGD | 80 | 58.87 | 1H 2018 | 2018-309 | SGD | 72 | 53.7
F106b | 2035 | Electronic Weigh Balance | AND | HR200 | 12336741 | 6 | 2019-10-23 | 2020-04-23 | Oct | Ming Deng | SGD | 80 | 57.88 | Flex |  | Flex |  |  | Flex | 2019-12-16 | 2019-558 | SGD | 80 | 57.88 | ? | ? | SGD | 72 | 52.75
F107 | *** 2094 | Load Box | Chroma | S14-03 | 14354695 | 12 | 2019-12-12 | 2020-12-12 | Dec | TSIA | SGD | 216 | 158.1954 | Flex |  | Flex | 2020-01-17 | 2020-035 | Flex | 2019-12-03 |  | SGD | 120 | 89.51 | 1H 2018 | 2018-309 | SGD | 120 | 89.51
F108 | *** 2095 | Load Box | Chroma | S14-03 | 14354681 | 12 | 2019-04-18 | 2020-04-18 | Apr | BestLabs | SGD | 216 | 159.35 | Flex |  | Flex |  |  | Flex | 2019-06-18 | 2019-268 | SGD | 216 | 159.35 | 1H 2018 | 2018-309 | SGD | 120 | 89.51
F109 | *** 2096 | Load Box | Chroma | S14-03 | 14354691 | 12 | 2019-04-26 | 2020-04-26 | Apr | BestLabs | SGD | 216 | 159.35 | Flex |  | Flex |  |  | Flex | 2019-06-18 | 2019-268 | SGD | 216 | 159.35 | 1H 2018 | 2018-309 | SGD | 120 | 89.51
F110 | *** 2097 | Load Box | Chroma | S14-03 | 7322788 | 12 | 2019-04-25 | 2020-04-25 | Apr | BestLabs | SGD | 216 | 159.35 | Flex |  | Flex |  |  | Flex | 2019-06-18 | 2019-268 | SGD | 216 | 159.35 | 1H 2018 | 2018-309 | SGD | 120 | 89.51
F111 | 2217 | Benchtop Measuring Machine | Quality Vision International | StarLite 150 | RSL1002609 | 12 | 2019-04-23 | 2020-04-22 | Apr | Optical Gaging | SGD | 1712 | 1303.48 | Flex |  | Optical Gaging |  |  | Optical Gaging | 2019-02-20 | 2019-083 | SGD | 1712 | 1303.48 | NA | 2018-146 | SGD | 1712 | 1303.48
F112 | PM 03326 | Temperature Control Module 2 | Waters | 186002441 | A18TC2481G | 12 | 2019-04-02 | 2020-04-02 | Apr | Flex Internal | USD | 33.4 | 33.4 | Flex | EQID 2346 | Flex |  |  | Flex | 2019-07-10 | 2019-306 | USD | 33.4 | 33.4 | NA | NA | USD | 33.4 | 33.4
F113 | PM 03327 | Temperature Control Module 2 | Waters | 186002441 | B18TC2495G | 12 | 2019-04-02 | 2020-04-02 | Apr | Flex Internal | USD | 33.4 | 33.4 | Flex | EQID 2347 | Flex |  |  | Flex | 2019-07-10 | 2019-306 | USD | 33.4 | 33.4 | NA | NA | USD | 33.4 | 33.4
F114 | 2348 | 2489 UV / Visible Detector | Waters | 186248900 | C1887E101A | 12 | 2019-03-21 | 2020-03-21 | Mar | Flex Internal | USD | 105.29 | 105.29 | Flex |  | Flex |  |  | Flex | 2019-05-08 | 2019-219 | USD | 105.29 | 105.29 | NA | NA | USD | 105.29 | 105.29
F115 | 2349 | 2489 UV / Visible Detector | Waters | 186248900 | C1887E103A | 12 | 2019-03-21 | 2020-03-21 | Mar | Flex Internal | USD | 105.29 | 105.29 | Flex |  | Flex |  |  | Flex | 2019-05-08 | 2019-219 | USD | 105.29 | 105.29 | NA | NA | USD | 105.29 | 105.29
F116 | 2350 | 2489 UV / Visible Detector | Waters | 186248900 | C1887E106A | 12 | 2019-03-13 | 2020-03-13 | Mar | Flex Internal | USD | 105.29 | 105.29 | Flex |  | Flex |  |  | Flex | 2019-05-08 | 2019-219 | USD | 105.29 | 105.29 | NA | NA | USD | 105.29 | 105.29
F117 | 2351 | 2489 UV / Visible Detector | Waters | 186248900 | D1887E275A | 12 | 2019-04-09 | 2020-04-09 | Apr | Flex Internal | USD | 105.29 | 105.29 | Flex |  | Flex |  |  | Flex | 2019-06-18 | 2019-268 | USD | 105.29 | 105.29 | NA | NA | USD | 105.29 | 105.29
F118 | 2352 | Column Heater Module | Waters | WAT038040 | M17CHM834M | 12 | 2019-06-13 | 2020-06-13 | Jun | Flex Internal | USD | 33.34 | 33.34 | Flex |  | Flex |  |  | Flex | 2019-07-22 | 2019-323 | USD | 33.34 | 33.34 | NA | NA | USD | 33.34 | 33.34
F119 | 2353 | Column Heater Module | Waters | WAT038040 | M17CHM835M | 12 | 2019-06-13 | 2020-06-13 | Jun | Flex Internal | USD | 33.34 | 33.34 | Flex |  | Flex |  |  | Flex | 2019-07-22 | 2019-323 | USD | 33.34 | 33.34 | NA | NA | USD | 33.34 | 33.34
F120 | 2354 | Column Heater Module | Waters | WAT038040 | M17CHM839M | 12 | 2019-06-13 | 2020-06-13 | Jun | Flex Internal | USD | 33.34 | 33.34 | Flex |  | Flex |  |  | Flex | 2019-07-22 | 2019-323 | USD | 33.34 | 33.34 | NA | NA | USD | 33.34 | 33.34
F121 | 2355 | Column Heater Module | Waters | WAT038040 | M17CHM840M | 12 | 2019-06-13 | 2020-06-13 | Jun | Flex Internal | USD | 33.34 | 33.34 | Flex |  | Flex |  |  | Flex | 2019-07-22 | 2019-323 | USD | 33.34 | 33.34 | NA | NA | USD | 33.34 | 33.34
F122a | 2092 | Electronic Weigh Balance | AND | HR200 | 12337042 | 6 | 2019-05-02 | 2019-11-02 | May | Ming Deng | SGD | 80 | 58.87 | Flex | Reactivated as to replace EQID 0497 due to faulty equipment | Flex |  |  | Flex | 2019-07-10 | 2019-306 | SGD | 80 | 58.87 | NA | NA | NA | NA | NA
F122b | 2092 | Electronic Weigh Balance | AND | HR200 | 12337042 | 6 | 2019-10-23 | 2020-04-23 | Oct | Ming Deng | SGD | 80 | 57.88 | Flex | Reactivated as to replace EQID 0497 due to faulty equipment | Flex |  |  | Flex | 2019-12-16 | 2019-558 | SGD | 80 | 57.88 | NA | NA | NA | NA | NA
F123 | PM 03328 | Temperature Control Module 2 | WATERS | 186002441 | F13TC2204G | 12 | 2019-04-02 | 2020-04-02 | Apr | Flex Internal | USD | 33.4 | 33.4 | Flex | NEW registered Equipment to PM | Flex |  |  | Flex | 2019-07-10 | 2019-306 | USD | 33.4 | 33.4 | NA | NA | NA | NA | NA
F124 | PM 03329 | Temperature Control Module 2 | WATERS | 186002441 | F13TC2180G | 12 | 2019-04-02 | 2020-04-02 | Apr | Flex Internal | USD | 33.4 | 33.4 | Flex | NEW registered Equipment to PM | Flex |  |  | Flex | 2019-07-10 | 2019-306 | USD | 33.4 | 33.4 | NA | NA | NA | NA | NA
F125 | S0168 | Universal Front End Tester | Keithley | 236 | 704826 | 12 | 2019-09-02 | 2020-09-02 | Sep | Keysight | MYR | 1279.33 | 306.83 | Flex Senai |  | Flex |  |  | Flex | 2019-11-04 | 2019-515 | MYR | 1279.33 | 306.83 | Q3 2018 | 2019-017 | MYR | 1279.33 | 306.83
F126 | S0169 | Universal Front End Tester | Keithley | 236 | 796741 | 12 | 2018-05-22 | 2019-05-22 | May | Tektronix | SGD | 4500 | 3470 | Flex Senai | Completed the calibration in end of May , we will include in Jun | Flex |  |  | Flex |  |  | SGD | 4500 | 3470 | NA | 2018-154 | SGD | 4500 | 3470
F127 | S0170 | Universal Front End Tester | National Instruments | PCI-6025E | 1347EFD | 12 | 2019-03-14 | 2020-03-14 | Mar | ST Electronics | SGD | 650 | 481.48 | Flex Senai |  | Flex |  |  | Flex | 2019-05-08 | 2019-219 | SGD | 650 | 481.48 | 1H 2018 | 2018-309 | SGD | 650 | 485.07
F128 | S0171 | PIC Charge Amp Tester | National Instruments | TE82961 | 130A201 | 12 | 2019-03-01 | 2020-03-01 | Mar | Flex Internal | USD | 0 | 0 | Flex Senai |  | Flex |  |  | Flex |  |  | USD | 0 | 0 | NA | NA | USD | 0 | 0
F129 | S0199 | Power SMU | National Instruments | PXI4130 | 1459564 | 12 | 2019-07-15 | 2020-07-15 | Jul | Micro Precision | USD | 270 | 270 | Flex Senai |  | Micro Precision |  |  | Micro Precision | 2019-08-08 | 2019-353 | USD | 270 | 270 | Dec 2018 | 2019-127 | SGD | 840 | 609.67
F130 | S0200 | M Series Multifunction DAQ | National Instruments | PXI6229 | 145DF2F | 12 | 2019-07-15 | 2020-07-15 | Jul | Micro Precision | USD | 270 | 270 | Flex Senai |  | Micro Precision |  |  | Micro Precision | 2019-08-08 | 2019-353 | USD | 270 | 270 | Dec 2018 | 2019-127 | SGD | 650 | 471.77
F131 | S0201 | M Series Multifunction DAQ | National Instruments | PXI6229 | 145DF16 | 12 | 2019-07-15 | 2020-07-15 | Jul | Micro Precision | USD | 270 | 270 | Flex Senai |  | Micro Precision |  |  | Micro Precision | 2019-08-08 | 2019-353 | USD | 270 | 270 | Dec 2018 | 2019-127 | SGD | 650 | 471.77
F132 | S0202 | Digital Phosphor Oscilloscope | Tektronix | TDS3054C | C0110786 | 12 | 2018-11-23 | 2019-07-15 | Jul | Micro Precision | USD | 200 | 200 | Flex Senai |  | Micro Precision |  |  | Micro Precision | 2019-08-08 | 2019-353 | USD | 200 | 200 | Nov 2018 | 2019-018 | MYR | 500 | 119.92
F133 | S0203 | Function / Arbitrary Waveform Generator | Agilent Technologies | 33220A | MY44043984 | 12 | 2019-07-15 | 2019-07-15 | Jul | Micro Precision | USD | 250 | 250 | Flex Senai |  | Micro Precision |  |  | Micro Precision | 2019-08-08 | 2019-353 | USD | 250 | 250 | Nov 2018 | 2019-018 | MYR | 600 | 143.9
F134 | S0204 | Digital Multimeter | Agilent Technologies | 34411A | MY48002718 | 12 | 2019-07-15 | 2019-07-15 | Jul | Micro Precision | USD | 144 | 144 | Flex Senai |  | Micro Precision |  |  | Micro Precision | 2019-08-08 | 2019-353 | USD | 144 | 144 | Nov 2018 | 2019-018 | MYR | 450 | 107.93
F135 | S0205 | Mainframe / Electronic Load Module | Chroma | 6314 / 63103 / 63103A | 631400009104/ 631030017035/ 631030017265/ 631030017021/ 63103A000083 | 12 | 2019-07-15 | 2019-07-15 | Jul | Micro Precision | USD | 960 | 960 | Flex Senai |  | Micro Precision |  |  | Micro Precision | 2019-08-08 | 2019-353 | USD | 960 | 960 | Nov 2018 | 2019-018 | MYR | 700 | 167.89
F136 | S0206 | DC Power Supply | TDK Lambda | GENH60-12.5 | 09M1039A | 12 | 2019-07-15 | 2019-07-15 | Jul | Micro Precision | USD | 160 | 160 | Flex Senai |  | Micro Precision |  |  | Micro Precision | 2019-08-08 | 2019-353 | USD | 160 | 160 | Nov 2018 | 2019-018 | MYR | 175 | 41.97
F137 | S0207 | DC Power Supply | TDK Lambda | GENH60-12.5 | 09M1035A | 12 | 2019-07-15 | 2019-07-15 | Jul | Micro Precision | USD | 160 | 160 | Flex Senai |  | Micro Precision |  |  | Micro Precision | 2019-08-08 | 2019-353 | USD | 160 | 160 | Nov 2018 | 2019-018 | MYR | 175 | 41.97
F138 | S0208 | DC Power Supply | TDK Lambda | GENH60-12.5 | 09M10325A | 12 | 2019-07-15 | 2019-07-15 | Jul | Micro Precision | USD | 160 | 160 | Flex Senai |  | Micro Precision |  |  | Micro Precision | 2019-08-08 | 2019-353 | USD | 160 | 160 | Nov 2018 | 2019-018 | MYR | 175 | 41.97
F139 | S0209 | DC Power Supply | TDK Lambda | GENH60-12.5 | 09M1037A | 12 | 2019-07-15 | 2019-07-15 | Jul | Micro Precision | USD | 160 | 160 | Flex Senai |  | Micro Precision |  |  | Micro Precision | 2019-08-08 | 2019-353 | USD | 160 | 160 | Nov 2018 | 2019-018 | MYR | 175 | 41.97
F140 | S0210 | DC Power Supply | TDK Lambda | GENH30-25 | 09M1017A | 12 | 2019-07-15 | 2019-07-15 | Jul | Micro Precision | USD | 160 | 160 | Flex Senai |  | Micro Precision |  |  | Micro Precision | 2019-08-08 | 2019-353 | USD | 160 | 160 | Nov 2018 | 2019-018 | MYR | 175 | 41.97
F141 | S0211 | DC Power Supply | TDK Lambda | GENH30-25 | 09M1022A | 12 | 2019-07-15 | 2019-07-15 | Jul | Micro Precision | USD | 160 | 160 | Flex Senai |  | Micro Precision |  |  | Micro Precision | 2019-08-08 | 2019-353 | USD | 160 | 160 | Nov 2018 | 2019-018 | MYR | 175 | 41.97
F142 | S0645 | Source Measure Units | Keithley | 236 | 0810603 | 12 | 2018-05-22 | 2019-05-22 | May | Tektronix | SGD | 4500 | 3470 | Flex Senai | Completed the calibration in end of May , we will include in Jun claim | Flex |  |  | Flex |  |  | SGD | 4500 | 3470 | NA | 2018-154 | SGD | 4500 | 3470
|  | Prog Resister | Marvin Test Solution | GX1164 | 93228 | 24 | 2019-07-15 | 2021-07-15 | Jul | Micro Precision | USD | 340 | 340 | Flex Senai |  | Micro Precision |  |  | Micro Precision | 2019-08-08 | 2019-353 | USD | 340 | 340
V001 | IQC-16GC0010 | Light Box | X-Rite | JUDGE II | C61093251217 | 12 | 2019-09-04 | 2020-09-04 | Sep | RVC International | SGD | 900 | 720 | Venture (LC) |  | Venture |  |  | Venture | 2019-10-29 | 2019-489 | SGD | 900 | 720 | Q3 2018 | 2018-527 | SGD | 900 | 720
V002 | PWAT-16GC0002 | DC Electronic Load module | Hewlett Packard | 60502B | 3211A01907 | 12 | 02/05/2019 | 02/05/2020 | May | Micro Precision | USD | 141.5 | 141.5 | Venture PCBA (LC) |  | Venture |  |  | Venture | 2019-07-03 | 2019-299 | USD | 141.5 | 141.5 | Q2 2018 | 2018-310 | USD | 141.5 | 141.5
V003 | PWAT-16GC0003 | DC Electronic Load module | Hewlett Packard | 60502B | 3211A01876 | 12 | 02/05/2019 | 02/05/2020 | May | Micro Precision | USD | 141.5 | 141.5 | Venture PCBA (LC) |  | Venture |  |  | Venture | 2019-07-03 | 2019-299 | USD | 141.5 | 141.5 | Q2 2018 | 2018-310 | USD | 141.5 | 141.5
V004 | PWAT-16GC0004 | DC Electronic Load module | Hewlett Packard | 60502B | 3211A01587 | 12 | 02/05/2019 | 02/05/2020 | May | Micro Precision | USD | 141.5 | 141.5 | Venture PCBA (LC) |  | Venture |  |  | Venture | 2019-07-03 | 2019-299 | USD | 141.5 | 141.5 | Q2 2018 | 2018-310 | USD | 141.5 | 141.5
V005 | PWAT-16GC0005 | DC Electronic Load module | Hewlett Packard | 60502B | 3211A02210 | 12 | 02/05/2019 | 02/05/2020 | May | Micro Precision | USD | 141.5 | 141.5 | Venture PCBA (LC) |  | Venture |  |  | Venture | 2019-07-03 | 2019-299 | USD | 141.5 | 141.5 | Q2 2018 | 2018-310 | USD | 141.5 | 141.5
V006 | PWAT-16GC0006 | DC Electronic Load module | Hewlett Packard | 60502B | 3211A01795 | 12 | 02/05/2019 | 02/05/2020 | May | Micro Precision | USD | 141.5 | 141.5 | Venture PCBA (LC) |  | Venture |  |  | Venture | 2019-07-03 | 2019-299 | USD | 141.5 | 141.5 | Q2 2018 | 2018-310 | USD | 141.5 | 141.5
V007 | PWAT-16GC0007 | DC Electronic Load module | Hewlett Packard | 60502B | 3211A00920 | 12 | 02/05/2019 | 02/05/2020 | May | Micro Precision | USD | 141.5 | 141.5 | Venture PCBA (LC) |  | Venture |  |  | Venture | 2019-07-03 | 2019-299 | USD | 141.5 | 141.5 | Q2 2018 | 2018-310 | USD | 141.5 | 141.5
V008 | PWAT-16GC0008 | DC Power Supply | TDK Lambda | GENH30-25 | 95166 | 12 | 18/02/2020 | 18/02/2021 | Apr | Micro Precision | USD | 160 | 160 | Venture PCBA (LC) |  | Venture |  |  | Venture | 2019-06-07 | 2019-253 | USD | 160 | 160 | Q3 2018 | 2018-527 | USD | 160 | 160
V009 | PWAT-16GC0009 | DC Power Supply | TDK Lambda | GENH60-12.5 | 95170 | 12 | 18/02/2020 | 18/02/2021 | Apr | Micro Precision | USD | 160 | 160 | Venture PCBA (LC) |  | Venture |  |  | Venture | 2019-06-07 | 2019-253 | USD | 160 | 160 | Q3 2018 | 2018-527 | USD | 160 | 160
V010 | PWAT-16GC0010 | DC Power Supply | TDK Lambda | GENH60-12.5 | 95165 | 12 | 18/02/2020 | 18/02/2021 | Apr | Micro Precision | USD | 160 | 160 | Venture PCBA (LC) |  | Venture |  |  | Venture | 2019-06-07 | 2019-253 | USD | 160 | 160 | Q3 2018 | 2018-527 | USD | 160 | 160
V011 | PWAT-16GC0011 | DC Power Supply | TDK Lambda | GENH30-25 | 95167 | 12 | 18/02/2020 | 18/02/2021 | Apr | Micro Precision | USD | 160 | 160 | Venture PCBA (LC) |  | Venture |  |  | Venture | 2019-06-07 | 2019-253 | USD | 160 | 160 | Q3 2018 | 2018-527 | USD | 160 | 160
V012 | PWAT-16GC0012 | DC Power Supply | TDK Lambda | GENH60-12.5 | 95164 | 12 | 18/02/2020 | 18/02/2021 | Apr | Micro Precision | USD | 160 | 160 | Venture PCBA (LC) |  | Venture |  |  | Venture | 2019-06-07 | 2019-253 | USD | 160 | 160 | Q3 2018 | 2018-527 | USD | 160 | 160
V013 | PWAT-16GC0013 | DC Power Supply | TDK Lambda | GENH60-12.5 | 95171 | 12 | 18/02/2020 | 18/02/2021 | Apr | Micro Precision | USD | 160 | 160 | Venture PCBA (LC) |  | Venture |  |  | Venture | 2019-06-07 | 2019-253 | USD | 160 | 160 | Q3 2018 | 2018-527 | USD | 160 | 160
V014 | PWAT-16GC0014 | DC POWER SUPPLY MODULE | Hewlett Packard | 66103A | US34213251 | 12 | 02/05/2019 | 02/05/2020 | May | Micro Precision | USD | 170 | 170 | Venture PCBA (LC) |  | Venture |  |  | Venture | 2019-07-03 | 2019-299 | USD | 170 | 170 | Q2 2018 | 2018-310 | USD | 170 | 170
V015 | PWAT-16GC0015 | DC POWER SUPPLY MODULE | Hewlett Packard | 66103A | US34213252 | 12 | 02/05/2019 | 02/05/2020 | May | Micro Precision | USD | 170 | 170 | Venture PCBA (LC) |  | Venture |  |  | Venture | 2019-07-03 | 2019-299 | USD | 170 | 170 | Q2 2018 | 2018-310 | USD | 170 | 170
V016 | PWAT-16GC0016 | DC POWER SUPPLY MODULE | Hewlett Packard | 66103A | US34213090 | 12 | 02/05/2019 | 02/05/2020 | May | Micro Precision | USD | 170 | 170 | Venture PCBA (LC) |  | Venture |  |  | Venture | 2019-07-03 | 2019-299 | USD | 170 | 170 | Q2 2018 | 2018-310 | USD | 170 | 170
V017 | PWAT-16GC0017 | DC POWER SUPPLY MODULE | Hewlett Packard | 66103A | US34213209 | 12 | 02/05/2019 | 02/05/2020 | May | Micro Precision | USD | 170 | 170 | Venture PCBA (LC) |  | Venture |  |  | Venture | 2019-07-03 | 2019-299 | USD | 170 | 170 | Q2 2018 | 2018-310 | USD | 170 | 170
V018 | PWAT-16GC0018 | DC POWER SUPPLY MODULE | Hewlett Packard | 66101A | 3444A02477 | 12 | 02/05/2019 | 02/05/2020 | May | Micro Precision | USD | 170 | 170 | Venture PCBA (LC) |  | Venture |  |  | Venture | 2019-07-03 | 2019-299 | USD | 170 | 170 | Q2 2018 | 2018-310 | USD | 170 | 170
V019 | PWAT-16GC0019 | DC POWER SUPPLY MODULE | Hewlett Packard | 66103A | US34213216 | 12 | 02/05/2019 | 02/05/2020 | May | Micro Precision | USD | 170 | 170 | Venture PCBA (LC) |  | Venture |  |  | Venture | 2019-07-03 | 2019-299 | USD | 170 | 170 | Q2 2018 | 2018-310 | USD | 170 | 170
V020 | PWAT-16GC0020 | DC POWER SUPPLY MODULE | Hewlett Packard | 66101A | 3444A02507 | 12 | 02/05/2019 | 02/05/2020 | May | Micro Precision | USD | 170 | 170 | Venture PCBA (LC) |  | Venture |  |  | Venture | 2019-07-03 | 2019-299 | USD | 170 | 170 | Q2 2018 | 2018-310 | USD | 170 | 170
V021 | PWAT-16GC0021 | Digital Phosphor Oscilloscope | Tektronix | TDS3054C | C011477 | 12 | 18/02/2020 | 18/02/2021 | Apr | Micro Precision | USD | 200 | 200 | Venture PCBA (LC) |  | Venture |  |  | Venture | 2019-06-07 | 2019-253 | USD | 200 | 200 | Q3 2018 | 2018-527 | USD | 200 | 200
V022 | PWAT-16GC0022 | Electronic Load Plug-In Module / Control Mainframe | Chroma | 63103/6314 | 63145125/95148 | 12 | 18/02/2020 | 18/02/2021 | Apr | Micro Precision | USD | 240 | 240 | Venture PCBA (LC) |  | Venture |  |  | Venture | 2019-06-07 | 2019-253 | USD | 240 | 240 | Q3 2018 | 2018-527 | USD | 240 | 240
V023 | PWAT-16GC0023 | Function/Arbitrary Waveform Generator | Agilent Technologies | 33220A | MY44044085/95154 | 12 | 18/02/2020 | 18/02/2021 | Apr | Micro Precision | USD | 250 | 250 | Venture PCBA (LC) |  | Venture |  |  | Venture | 2019-06-07 | 2019-253 | USD | 250 | 250 | Q3 2018 | 2018-527 | USD | 250 | 250
V024 | PWAT-16GC0024 | Keithley 236 Source Measure unit | Keithley | 236 | 0683301(ID#90744) | 12 | 17/03/2020 | 17/03/2021 | Mar | Keysight | SGD | 323 | 240 | Venture PCBA (LC) |  | Venture |  |  | Venture | 2019-05-08 | 2019-220 | SGD | 323 | 240 | Q2 2018 | 2018-310 | SGD | 309 | 247.2
V025 | PWAT-16GC0025 | Keithley 236 Source Measure unit | Keithley | 236 | 0648831 (ID#90316) | 12 | 17/03/2020 | 17/03/2021 | Mar | Keysight | SGD | 450 | 360 | Venture PCBA (LC) | For the calibration cost not fixed, Keysight will follow the marketing quote | Venture |  |  | Venture |  |  | SGD | 450 | 360 | Q1 2018 | 2018-197 | SGD | 450 | 360
V026 | PWAT-16GC0026 | Keithley 236 Source Measure unit | Keithley | 236 | 497638 | 12 | 25/04/2019 | 25/04/2020 | Mar | Keysight | SGD | 323 | 240 | Venture PCBA (LC) | For the calibration cost not fixed, Keysight will follow the marketing quote | Venture |  |  | Venture | 2019-05-08 | 2019-220 | SGD | 323 | 240 | Q1 2018 | 2018-197 | SGD | 450 | 360
V027 | PWAT-16GC0027 | Keithley 236 Source Measure unit | Keithley | 236 | 0549819 (ID#95105) | 12 | 14/06/2019 | 14/06/2020 | Apr | Keysight | SGD | 323 | 258.4 | Venture PCBA (LC) | For the calibration cost not fixed, Keysight will follow the marketing quote | Venture |  |  | Venture | 2019-06-07 | 2019-253 | SGD | 323 | 258.4 | Q2 2018 | 2018-310 | SGD | 309 | 247.2
V028 | PWAT-16GC0028 | Keithley 236 Source Measure unit | Keithley | 236 | 0796740 (ID#90275) | 12 | 06/05/2018 | 06/05/2019 | Jun | Keysight | SGD | 323 | 258.4 | Venture PCBA (LC) |  | Venture |  |  | Venture | 2019-07-24 | 2019-324 | SGD | 323 | 258.4 | ? | ? | SGD | 450 | 360
V029 | PWAT-16GC0029 | Keithley 236 Source Measure unit | Keithley | 236 | 0648819 (ID#90317) | 12 | 2018-05-06 | 2019-05-06 | May | Keysight | SGD | 309 | 247.2 | Venture PCBA (LC) | Waters USA Consign equipment Unit was failed several tests and already sent to Waters Milford for calibration | Venture |  |  | Venture |  |  | SGD | 309 | 247.2 | Q2 2018 | 2018-310 | SGD | 309 | 247.2
V030 | PWAT-16GC0030 | M Series Multifunction DAQ | National Instruments | PXI6229 | 145DEFE | 12 | 18/02/2020 | 18/02/2021 | Apr | Micro Precision | USD | 270 | 270 | Venture PCBA (LC) |  | Venture |  |  | Venture | 2019-06-07 | 2019-253 | USD | 270 | 270 | Q3 2018 | 2018-527 | USD | 270 | 270
V031 | PWAT-16GC0031 | M Series Multifunction DAQ | National Instruments | PXI6229 | 145DF3A | 12 | 18/02/2020 | 18/02/2021 | Apr | Micro Precision | USD | 270 | 270 | Venture PCBA (LC) |  | Venture |  |  | Venture | 2019-06-07 | 2019-253 | USD | 270 | 270 | Q3 2018 | 2018-527 | USD | 270 | 270
V032 | PWAT-16GC0033 | Multimeter | Agilent Technologies | 34411A | MY53002751/95155 | 12 | 18/02/2020 | 18/02/2021 | Apr | Micro Precision | USD | 144 | 144 | Venture PCBA (LC) |  | Venture |  |  | Venture | 2019-06-07 | 2019-253 | USD | 144 | 144 | Q3 2018 | 2018-527 | USD | 144 | 144
V033 | PWAT-16GC0034 | Oscillascope | Tektronix | TDS460A | B060926 | 12 | 10/07/2019 | 10/07/2020 | Jul | Micro Precision | USD | 350 | 350 | Venture PCBA (LC) |  | Venture |  |  | Venture | 2019-08-30 | 2019-388 | USD | 350 | 350 | Q3 2018 | 2018-527 | USD | 350 | 350
V034 | PWAT-16GC0035 | PCI 6025E | National Instruments | 6025E | C57A10 | 12 | 06/11/2019 | 06/11/2020 | Nov | Micro Precision | USD | 250 | 250 | Venture PCBA (LC) |  | Venture | 2020-01-08 | 2020-012 | Venture | 2020-01-08 |  | USD | 250 | 250 | Q4 2018 | 2018-579 | USD | 250 | 250
V035 | PWAT-16GC0036 | POWER SMU | National Instruments | PXI4130 | 145025B | 12 | 18/02/2020 | 18/02/2021 | Apr | Micro Precision | USD | 270 | 270 | Venture PCBA (LC) |  | Venture |  |  | Venture | 2019-06-07 | 2019-253 | USD | 270 | 270 | Q3 2018 | 2018-527 | USD | 270 | 270
V036 | PWAT-16GC0038 | VXI 6 1/2 Digit Multimeter | Racal-Dana Instruments, inc. | 4152A | US38010437 | 12 | 16/04/2019 | 16/04/2021 | Oct | Micro Precision | USD | 360 | 360 | Venture PCBA (LC) |  | Venture |  |  | Venture | 2019-12-16 | 2019-559 | USD | 360 | 360 | Q4 2018 | 2018-579 | USD | 360 | 360
V037 | PWAT-16GC0037 | Prog. Resistance Card | Geotest | GX1164-01 | 1: 11640209 (95750); 2: 24; 3: 10/10/2019; 4: 10/10/2020; 5: Apr; 6: Micro Precision
V038 | PWAT-16GC0039 | VXI 6 1/2 Digit Multimeter | Racal-Dana Instruments, Inc. | 4152A | US38010248 | 12 | 26/03/2019 | 26/03/2020 | Nov | Micro Precision | USD | 360 | 360 | Venture PCBA (LC) | Spare unit, Keep in Lab, will be arrange calibration maybe Q1 2019 (Jan 2019 to Mar 2019) | Venture |  |  | Venture |  |  | USD | 360 | 360 | NA | NA | USD | 360 | 360
V039 | PWAT-16GC0040 | VXI Universal Counter 200 MHZ | Racal-Dana Instruments, inc. | 2461-CD | 03070017 | 12 | 26/03/2019 | 26/03/2020 | Jan | Micro Precision | TBA |  |  | Venture PCBA (LC) | Unit can’t calibrate due to failed “communication” problems during calibration on 12-Oct-18. Now pending Jason inform customer. Keep in Lab and pasted "Do not use label" on 12-Oct-2018. | Venture |  |  | Venture |  |  | TBA |  |  | NA | NA | TBA
V040 | PWAT-16GC0041 | VXI Universal Counter 200 MHZ | Racal-Dana Instruments, Inc. | 2461-CD | 1210 | 12 | 10/10/2019 | 10/10/2020 | Oct | Micro Precision | USD | 300 | 300 | Venture PCBA (LC) |  | Venture |  |  | Venture | 2019-12-16 | 2019-559 | USD | 300 | 300 | Q4 2018 | 2018-579 | USD | 300 | 300
V041 | PWAT-16GC0042 | VXI Waveform Generator | Racal-Dana Instruments, Inc. | 3151A+ | 9809972 | 12 | 30/07/2018 | 30/07/2019 |  | Micro Precision | USD | 480 | 480 | Venture PCBA (LC) | Removed from production line on 12-Oct-18. Spare unit, keep in Lab on 12-Oct-2018 | Venture |  |  | Venture |  |  | USD | 480 | 480 | Q3 2018 | 2018-527 | USD | 480 | 480
V042 | PWAT-16GC0043 | VXI Waveform Generator | Racal-Dana Instruments, inc. | 3151A+ | 0101813 | 12 | 10/10/2019 | 10/10/2020 | Oct | Micro Precision | USD | 480 | 480 | Venture PCBA (LC) |  | Venture |  |  | Venture | 2019-12-16 | 2019-559 | USD | 480 | 480 | Q4 2018 | 2018-579 | USD | 480 | 480
V043 | PWAT-18GC0046 | 6 1/2 DIGITAL MULTIMETER | Agilent Technologies | 34411A | MY48003234 | 12 | 10/10/2019 | 10/10/2020 | Oct | Micro Precision | USD | 144 | 144 | Venture PCBA (MS) |  | Venture |  |  | Venture | 2019-12-16 | 2019-559 | USD | 144 | 144 | Q4 2018 | 2018-579 | USD | 144 | 144
V044 | PWAT-18GC0047 | 20 MHZ FUNCTION/ARBITRARY WAVEFORM GENERATOR | Agilent Technologies | 33220A | MY44015802 | 12 | 10/07/2019 | 10/07/2020 | Jul | Micro Precision | USD | 250 | 250 | Venture PCBA (MS) |  | Venture |  |  | Venture | 2019-08-30 | 2019-388 | USD | 250 | 250 | Q3 2018 | 2018-527 | USD | 250 | 250
V045 | PWAT-18GC0048 | DIGITAL PHOSPOR OSCILLOSCOPE | Tektronix | TDS3054C | C020604 | 12 | 10/10/2019 | 10/10/2020 | Oct | Micro Precision | USD | 200 | 200 | Venture (MS) |  | Venture |  |  | Venture | 2019-12-16 | 2019-559 | USD | 200 | 200 | Q4 2018 | 2018-579 | USD | 200 | 200
V045a | W1-16GC0002 | Digital Gram Balance - WP07 (Weighing Scale) | AND | HR-200 | 12335004 (93371) | 6 | 2019-05-13 | 2019-11-13 | May | Ming Deng | SGD | 90 | 72 | Venture (LC) |  | Venture |  |  | Venture | 2019-07-03 | 2019-299 | SGD | 90 | 72 | Q2 2018 | 2018-310 | SGD | 80 | 64
V045b | W1-16GC0002 | Digital Gram Balance - WP07 (Weighing Scale) | AND | HR-200 | 12335004 (93371) | 6 | 2019-11-08 | 2020-05-08 | Nov | Ming Deng | SGD | 90 | 72 | Venture (LC) |  | Venture | 2020-01-08 | 2020-012 | Venture | 2020-01-08 |  | SGD | 90 | 72 | Q4 2018 | 2018-579 | SGD | 90 | 72
V046a | W1-16GC0005 | Digital Gram Balance - WP07 (Weighing Scale) | AND | HR-200 | 12333739 (93373) | 6 | 2019-05-13 | 2019-11-13 | May | Ming Deng | SGD | 90 | 72 | Venture (LC) |  | Venture |  |  | Venture | 2019-07-03 | 2019-299 | SGD | 90 | 72 | Q2 2018 | 2018-310 | SGD | 80 | 64
V046b | W1-16GC0005 | Digital Gram Balance - WP07 (Weighing Scale) | AND | HR-200 | 12333739 (93373) | 6 | 2019-11-08 | 2020-05-08 | Nov | Ming Deng | SGD | 90 | 72 | Venture (LC) |  | Venture | 2020-01-08 | 2020-012 | Venture | 2020-01-08 |  | SGD | 90 | 72 | Q4 2018 | 2018-579 | SGD | 90 | 72
V047a | W1-16GC0008 | Digital Gram Balance - WP07 (Weighing Scale) | AND | HR-200 | 12333783 (93372) | 6 | 2019-05-13 | 2019-11-13 | May | Ming Deng | SGD | 90 | 72 | Venture (LC) |  | Venture |  |  | Venture | 2019-07-03 | 2019-299 | SGD | 90 | 72 | Q2 2018 | 2018-310 | SGD | 80 | 64
V047b | W1-16GC0008 | Digital Gram Balance - WP07 (Weighing Scale) | AND | HR-200 | 12333783 (93372) | 6 | 2019-11-08 | 2020-05-08 | Nov | Ming Deng | SGD | 90 | 72 | Venture (LC) |  | Venture | 2020-01-08 | 2020-012 | Venture | 2020-01-08 |  | SGD | 90 | 72 | Q4 2018 | 2018-579 | SGD | 90 | 72
V048a | W1-16GC0011 | Digital Gram Balance - WP07 (Weighing Scale) | AND | HR-200 | 12333730 (93370) | 6 | 2019-05-13 | 2019-11-13 | May | Ming Deng | SGD | 90 | 72 | Venture (LC) |  | Venture |  |  | Venture | 2019-07-03 | 2019-299 | SGD | 90 | 72 | Q2 2018 | 2018-310 | SGD | 80 | 64
V048b | W1-16GC0011 | Digital Gram Balance - WP07 (Weighing Scale) | AND | HR-200 | 12333730 (93370) | 6 | 2019-11-08 | 2020-05-08 | Nov | Ming Deng | SGD | 90 | 72 | Venture (LC) |  | Venture | 2020-01-08 | 2020-012 | Venture | 2020-01-08 |  | SGD | 90 | 72 | Q4 2018 | 2018-579 | SGD | 90 | 72
V049a | W1-16GC0014 | Digital Gram Balance - WP07 (Weighing Scale) | AND | HR-200 | 12316088 (90966) | 6 | 2019-01-16 | 2019-07-16 | Jan | Ming Deng | SGD | 90 | 72 | Venture (LC) |  | Venture |  |  | Venture | 2019-03-04 | 2019-110 | SGD | 90 | 72 | Q1 2018 | 2018-197 | SGD | 80 | 64
V049b | W1-16GC0014 | Digital Gram Balance - WP07 (Weighing Scale) | AND | HR-200 | 12316088 (90966) | 6 | 2019-07-11 | 2020-01-11 | Jul | Ming Deng | SGD | 90 | 72 | Venture (LC) |  | Venture |  |  | Venture | 2019-08-30 | 2019-388 | SGD | 90 | 72 | Q3 2018 | 2018-527 | SGD | 80 | 64
V050a | W1-16GC0068 | Digital Gram Balance - WP07 (Weighing Scale) | AND | HR-200 | 12336767(94322) | 6 | 2019-01-16 | 2019-07-16 | Jan | Ming Deng | SGD | 90 | 72 | Venture (LC) |  | Venture |  |  | Venture | 2019-03-04 | 2019-110 | SGD | 90 | 72 | Q1 2018 | 2018-197 | SGD | 80 | 64
V050b | W1-16GC0068 | Digital Gram Balance - WP07 (Weighing Scale) | AND | HR-200 | 12336767(94322) | 6 | 2019-07-11 | 2020-01-11 | Jul | Ming Deng | SGD | 90 | 72 | Venture (LC) |  | Venture |  |  | Venture | 2019-08-30 | 2019-388 | SGD | 90 | 72 | Q3 2018 | 2018-527 | SGD | 80 | 64
V051 | W1-16GC0016 | Multimeter / Data Acquisition System | Keithley | Keithley 2700 | 1227711 | 12 | 2019-03-14 | 2020-03-14 | Mar | Micro Precision | USD | 150 | 150 | Venture (LC) |  | Venture |  |  | Venture | 2019-05-08 | 2019-220 | USD | 150 | 150 | Q1 2018 | 2018-197 | SGD | 220 | 176
V052 | W1-16GC0017 | Digital Process Indicators | Omega | DP81R-SER-DC2 | 09030136 | 12 | 2019-01-04 | 2020-01-04 | Jan | SGS | SGD | 438 | 350.4 | Venture (LC) |  | Venture |  |  | Venture | 2019-03-04 | 2019-110 | SGD | 438 | 350.4 | Q1 2018 | 2018-197 | SGD | 438 | 350.4
V053 | W1-16GC0018 | Digital Process Indicator C/W Probe | Omega | DP 80 | TE83013-2 (10060165) | 12 | 2019-06-26 | 2020-06-26 | Jun | SGS | SGD | 394 | 315.2 | Venture (LC) |  | Venture |  |  | Venture | 2019-07-24 | 2019-324 | SGD | 394 | 315.2 | Q2 2018 | 2018-310 | SGD | 180 | 144
V054 | W1-16GC0020 | Electrical Safety Analyzer | Chroma | 19032 | 19032G400264 (ID#93467) | 12 | 2019-07-10 | 2020-07-10 | Jul | Micro Precision | USD | 240 | 240 | Venture (LC) |  | Venture |  |  | Venture | 2019-08-30 | 2019-388 | USD | 240 | 240 | Q3 2018 | 2018-527 | USD | 240 | 240
V055 | W1-16GC0021 | Electrical Safety Analyzer | QuadTech | Guardian 6000 | 7312754 (ID#91356) | 12 | 2019-11-06 | 2020-11-06 | Nov | Micro Precision | USD | 240 | 240 | Venture (LC) |  | Venture | 2020-01-08 | 2020-012 | Venture | 2020-01-08 |  | USD | 240 | 240 | Q4 2018 | 2018-579 | USD | 240 | 240
V056 | W1-16GC0022 | Electrical Safety Analyzer | QuadTech | Guardian 6000 | 5278621 (ID#91693) | 12 | 2019-01-17 | 2020-01-17 | Jan | Micro Precision | USD | 240 | 240 | Venture (LC) |  | Venture |  |  | Venture | 2019-03-04 | 2019-110 | USD | 240 | 240 | Q1 2018 | 2018-197 | USD | 240 | 240
V057 | W1-16GC0023 | Electrical Safety Analyzer | QuadTech | 6000 Plus | 11173729 (ID#91890) | 12 | 2019-03-05 | 2020-03-05 | Mar | Micro Precision | USD | 240 | 240 | Venture (LC) |  | Venture |  |  | Venture |  |  | USD | 240 | 240 | Q2 2018 | 2018-310 | USD | 240 | 240
V058 | W1-16GC0087 | Load Box | Chroma | S14-03 | 7322783 | 12 | 2018-03-13 | 2019-03-13 | Mar | BESTLABS | SGD | 100 | 80 | Venture (LC) |  | Venture |  |  | Venture |  |  | SGD | 100 | 80 | Q2 2018 | 2018-310 | SGD | 100 | 80
V059 | W1-16GC0088 | Load Box | Chroma | S14-03 | 7322786 | 12 | 2019-03-11 | 2020-03-10 | Mar | BESTLABS | SGD | 100 | 80 | Venture (LC) |  | Venture |  |  | Venture | 2019-05-08 | 2019-220 | SGD | 100 | 80 | Q2 2018 | 2018-310 | SGD | 100 | 80
V060 | W1-16GC0089 | Load Box | Chroma | S14-03 | 14354687 | 12 | 2019-03-15 | 2019-03-14 | Mar | BESTLABS | SGD | 100 | 80 | Venture (LC) |  | Venture |  |  | Venture | 2019-05-08 | 2019-220 | SGD | 100 | 80 | Q2 2018 | 2018-310 | SGD | 100 | 80
V061 | W1-16GC0090 | Load Box | Chroma | S14-03 | 14354682 | 12 | 2019-03-11 | 2020-03-10 | Mar | BESTLABS | SGD | 100 | 80 | Venture (LC) |  | Venture |  |  | Venture | 2019-05-08 | 2019-220 | SGD | 100 | 80 | Q2 2018 | 2018-310 | SGD | 100 | 80
V062 | W1-16GC0091 | Load Box | Chroma | S14-03 | 14354698 | 12 | 2019-03-15 | 2020-03-14 | Mar | BESTLABS | SGD | 100 | 80 | Venture (LC) |  | Venture |  |  | Venture | 2019-05-08 | 2019-220 | SGD | 100 | 80 | Q2 2018 | 2018-310 | SGD | 100 | 80
V063 | W1-17GC0122 | Pat and Flash Tester | Seaward Electronic | CLARE HAL 104 | 34J-0747 | 12 | 2019-08-13 | 2020-08-13 | Aug | Micro Precision | USD | 432 | 432 | Venture (MS) |  | Venture |  |  | Venture | 2019-09-27 | 2019-448 | USD | 432 | 432 | Q3 2018 | 2018-527 | USD | 432 | 432
V064 | W1-18GC0150 | Insulation Tester | Megger | MIT400 | 0703071132 | 12 | 2019-11-06 | 2020-11-06 | Nov | Micro Precision | USD | 180 | 180 | Venture (MS) |  | Venture | 2020-01-08 | 2020-012 | Venture | 2020-01-08 |  | USD | 180 | 180 | Q4 2018 | 2018-579 | USD | 180 | 180
V065 | PWAT-18GC0049 | DC POWER SUPPLY | TDK Lambda | GENH30-25 | 97019 | 12 | 18/02/2020 | 18/02/2021 | Feb | Micro Precision | USD | 160 | 160 | Venture PCBA (MS) | New Equipment & without previous cal report, will be update the calibration house & calibration price once calibrate done on Feb-2019 | Venture |  |  | Venture | 2019-03-22 | 2019-174 | USD | 160 | 160 | NA | NA | TBA
V066 | PWAT-18GC0050 | DC POWER SUPPLY | TDK Lambda | GENH30-25 | 97020 | 12 | 18/02/2020 | 18/02/2021 | Feb | Micro Precision | USD | 160 | 160 | Venture PCBA (MS) | New Equipment & without previous cal report, will be update the calibration house & calibration price once calibrate done on Feb-2019 | Venture |  |  | Venture | 2019-03-22 | 2019-174 | USD | 160 | 160 | NA | NA | TBA
V067 | PWAT-18GC0051 | DC POWER SUPPLY | TDK Lambda | GENH60-12.5 | 97015 | 12 | 18/02/2020 | 18/02/2021 | Feb | Micro Precision | USD | 160 | 160 | Venture PCBA (MS) | New Equipment & without previous cal report, will be update the calibration house & calibration price once calibrate done on Feb-2019 | Venture |  |  | Venture | 2019-03-22 | 2019-174 | USD | 160 | 160 | NA | NA | TBA
V068 | PWAT-18GC0052 | DC POWER SUPPLY | TDK Lambda | GENH60-12.5 | 97016 | 12 | 18/02/2020 | 18/02/2021 | Feb | Micro Precision | USD | 160 | 160 | Venture PCBA (MS) | New Equipment & without previous cal report, will be update the calibration house & calibration price once calibrate done on Feb-2019 | Venture |  |  | Venture | 2019-03-22 | 2019-174 | USD | 160 | 160 | NA | NA | TBA
V069 | PWAT-18GC0053 | DC POWER SUPPLY | TDK Lambda | GENH60-12.5 | 97017 | 12 | 18/02/2020 | 18/02/2021 | Feb | Micro Precision | USD | 160 | 160 | Venture PCBA (MS) | New Equipment & without previous cal report, will be update the calibration house & calibration price once calibrate done on Feb-2019 | Venture |  |  | Venture | 2019-03-22 | 2019-174 | USD | 160 | 160 | NA | NA | TBA
V070 | PWAT-18GC0054 | DC POWER SUPPLY | TDK Lambda | GENH60-12.5 | 97018 | 12 | 18/02/2020 | 18/02/2021 | Feb | Micro Precision | USD | 160 | 160 | Venture PCBA (MS) | New Equipment & without previous cal report, will be update the calibration house & calibration price once calibrate done on Feb-2019 | Venture |  |  | Venture | 2019-03-22 | 2019-174 | USD | 160 | 160 | NA | NA | TBA
V071 | PWAT-18GC0055 | DC ELECTRONIC LOAD | Chroma | 63103A | 97010 | 12 | 18/02/2020 | 18/02/2021 | Feb | Micro Precision | USD | 240 | 240 | Venture PCBA (MS) | New Equipment & without previous cal report, will be update the calibration house & calibration price once calibrate done on Feb-2019 | Venture |  |  | Venture | 2019-03-22 | 2019-174 | USD | 240 | 240 | NA | NA | TBA
V072 | PWAT-18GC0056 | DC ELECTRONIC LOAD | Chroma | 63103A | 97011 | 12 | 18/02/2020 | 18/02/2021 | Feb | Micro Precision | USD | 240 | 240 | Venture PCBA (MS) | New Equipment & without previous cal report, will be update the calibration house & calibration price once calibrate done on Feb-2019 | Venture |  |  | Venture | 2019-03-22 | 2019-174 | USD | 240 | 240 | NA | NA | TBA
V073 | PWAT-18GC0057 | DC ELECTRONIC LOAD | Chroma | 63103A | 97012 | 12 | 18/02/2020 | 18/02/2021 | Feb | Micro Precision | USD | 240 | 240 | Venture PCBA (MS) | New Equipment & without previous cal report, will be update the calibration house & calibration price once calibrate done on Feb-2019 | Venture |  |  | Venture | 2019-03-22 | 2019-174 | USD | 240 | 240 | NA | NA | TBA
V074 | PWAT-18GC0058 | DC ELECTRONIC LOAD | Chroma | 63103A | 97013 | 12 | 18/02/2020 | 18/02/2021 | Feb | Micro Precision | USD | 240 | 240 | Venture PCBA (MS) | New Equipment & without previous cal report, will be update the calibration house & calibration price once calibrate done on Feb-2019 | Venture |  |  | Venture | 2019-03-22 | 2019-174 | USD | 240 | 240 | NA | NA | TBA
V075 | PWAT-18GC0059 | 6 1/2 DIGITAL MULTIMETER | Agilent Technologies | 34411A | 97025 | 12 | 18/02/2020 | 18/02/2021 | Feb | Micro Precision | USD | 144 | 144 | Venture PCBA (MS) | New Equipment & without previous cal report, will be update the calibration house & calibration price once calibrate done on Feb-2019 | Venture |  |  | Venture | 2019-03-22 | 2019-174 | USD | 144 | 144 | NA | NA | TBA
V076 | PWAT-18GC0060 | 20 MHZ FUNCTION/ARBITRARY WAVEFORM GENERATOR | Agilent Technologies | 33220A | 97026 | 12 | 18/02/2020 | 18/02/2021 | Feb | Micro Precision | USD | 250 | 250 | Venture PCBA (MS) | New Equipment & without previous cal report, will be update the calibration house & calibration price once calibrate done on Feb-2019 | Venture |  |  | Venture | 2019-03-22 | 2019-174 | USD | 250 | 250 | NA | NA | TBA
V077 | PWAT-18GC0061 | DIGITAL PHOSPOR OSCILLOSCOPE | Tektronix | TDS 3054C | 97024 | 12 | 18/02/2020 | 18/02/2021 | Feb | Micro Precision | USD | 200 | 200 | Venture PCBA (MS) | New Equipment & without previous cal report, will be update the calibration house & calibration price once calibrate done on Feb-2019 | Venture |  |  | Venture | 2019-03-22 | 2019-174 | USD | 200 | 200 | NA | NA | TBA
V078 | PWAT-18GC0062 | Prog Resistor | Marvin Test Solution | GX1164 | 97014 | 12 | 05/03/2019 | 05/03/2021 | Mar | Micro Precision | USD | 185 | 185 | Venture PCBA (MS) | New Equipment & without previous cal report, will be update the calibration house & calibration price once calibrate done on Feb-2019 | Venture |  |  | Venture | 2019-05-08 | 2019-220 | USD | 185 | 185 | NA | NA | TBA
V079 | PWAT-18GC0063 | Multifunction DAQ | National Instruments | NI PXI-6229 | 97021 | 12 | 18/02/2020 | 18/02/2021 | Feb | Micro Precision | USD | 270 | 270 | Venture PCBA (MS) | New Equipment & without previous cal report, will be update the calibration house & calibration price once calibrate done on Feb-2019 | Venture |  |  | Venture | 2019-03-22 | 2019-174 | USD | 270 | 270 | NA | NA | TBA
V080 | PWAT-18GC0064 | Multifunction DAQ | National Instruments | NI PXI-6229 | 97022 | 12 | 18/02/2020 | 18/02/2021 | Feb | Micro Precision | USD | 270 | 270 | Venture PCBA (MS) | New Equipment & without previous cal report, will be update the calibration house & calibration price once calibrate done on Feb-2019 | Venture |  |  | Venture | 2019-03-22 | 2019-174 | USD | 270 | 270 | NA | NA | TBA
V081 | PWAT-18GC0065 | Power SMU | National Instruments | NI PXI-4130 | 97023 | 12 | 18/02/2020 | 18/02/2021 | Feb | Micro Precision | USD | 270 | 270 | Venture PCBA (MS) | New Equipment & without previous cal report, will be update the calibration house & calibration price once calibrate done on Feb-2019 | Venture |  |  | Venture | 2019-03-22 | 2019-174 | USD | 270 | 270 | NA | NA | TBA
V082 | PWAT-16GC0001 | DC Electronic Load mainframe | Hewlett Packard | 6050A | 3312A02661 | 12 | 2019-05-02 | 2020-05-02 | May | Micro Precision | USD | 0 | 0 | Venture PCBA (LC) | Waters USA Consign equipment mainframe for verify only. | Venture |  |  | Venture |  |  | USD | 0 | 0 | NA | NA | USD | 0 | 0
V083 | PWAT-16GC0032 | MPS MAINFRAME | Hewlett Packard | 66000A | US35221282 | 12 | 2019-05-02 | 2020-05-02 | May | Micro Precision | USD | 0 | 0 | Venture PCBA (LC) | Waters USA Consign equipment mainframe for verify only. | Venture |  |  | Venture |  |  | USD | 0 | 0 | NA | NA | USD | 0 | 0
V084 | PWAT-16GC0037 | Prog. Resistance Card | Geotest | GX1164-01 | 435110 | 24 | 2019-04-16 | 2021-04-16 | Apr | ESSCO | USD | 185 | 185 | Venture PCBA (LC) | Waters will consigned another card for replacement and will collect back the current due item and send for cailbration | Venture |  |  | Venture | 2019-06-07 | 2019-253 | USD | 185 | 185 | NA | NA | USD | 0 | 0
V085 | W1-17GC0095 | Leak Detector | Leybold | PhoenixL 300i | 90001301209 | 15 | 2019-07-01 | 2020-07-01 | Jul | Leybold | SGD | 3513.02 | 2634.77 | Venture (MS) | Venture will informed Waters to arrange Supplier come for onsite calibration and Waters will pay directly to Supplier | Venture |  |  | Venture |  |  | SGD | 3513.02 | 2634.77 | NA | 2018-567 | SGD | 3513.02 | 2634.77
V086 | W1-16GC0001 | Acquity SDS Automated Test Station | Waters | NA | TE82943-20 | 12 | 2018-10-10 | 2019-10-10 | Oct | Venture Internal | USD | 0 | 0 | Venture (LC) |  | Venture |  |  | Venture |  |  | USD | 0 | 0 | NA | NA | USD | 0 | 0
V087 | W1-16GC0003 | TUV Detector | Waters | 186015031 | G15TUV600A (ID#92110) | 12 | 2018-10-10 | 2019-10-10 | Oct | Venture Internal | USD | 0 | 0 | Venture (LC) |  | Venture |  |  | Venture |  |  | USD | 0 | 0 | NA | NA | USD | 0 | 0
V088 | W1-16GC0004 | Acquity SDS Automated Test Station | Waters | NA | TE82943-19 | 12 | 2018-10-12 | 2019-10-12 | Oct | Venture Internal | USD | 0 | 0 | Venture (LC) |  | Venture |  |  | Venture |  |  | USD | 0 | 0 | NA | NA | USD | 0 | 0
V089 | W1-16GC0006 | TUV Detector | Waters | 186015031 | G15TUV599A (ID#92099) | 12 | 2018-10-12 | 2019-10-12 | Oct | Venture Internal | USD | 0 | 0 | Venture (LC) |  | Venture |  |  | Venture |  |  | USD | 0 | 0 | NA | NA | USD | 0 | 0
V090 | W1-16GC0007 | Acquity SDS Automated Test Station | Waters | NA | TE82943-21 | 12 | 2018-10-11 | 2019-10-11 | Oct | Venture Internal | USD | 0 | 0 | Venture (LC) |  | Venture |  |  | Venture |  |  | USD | 0 | 0 | NA | NA | USD | 0 | 0
V091 | W1-16GC0009 | TUV Detector | Waters | 186015031 | G15TUV601A (ID#92098) | 12 | 2018-10-11 | 2019-10-11 | Oct | Venture Internal | USD | 0 | 0 | Venture (LC) |  | Venture |  |  | Venture |  |  | USD | 0 | 0 | NA | NA | USD | 0 | 0
V092 | W1-16GC0010 | Acquity SDS Automated Test Station | Waters | NA | TE82943-22 | 12 | 2018-10-12 | 2019-10-12 | Oct | Venture Internal | USD | 0 | 0 | Venture (LC) |  | Venture |  |  | Venture |  |  | USD | 0 | 0 | NA | NA | USD | 0 | 0
V093 | W1-16GC0012 | TUV Detector | Waters | 186015031 | G15TUV584A (ID#92096) | 12 | 2018-10-12 | 2019-10-12 | Oct | Venture Internal | USD | 0 | 0 | Venture (LC) |  | Venture |  |  | Venture |  |  | USD | 0 | 0 | NA | NA | USD | 0 | 0
V094 | W1-16GC0013 | Acquity SDS Automated Test Station | Waters | NA | TE82943-1 | 12 | 2018-10-11 | 2019-10-11 | Oct | Venture Internal | USD | 0 | 0 | Venture (LC) |  | Venture |  |  | Venture |  |  | USD | 0 | 0 | NA | NA | USD | 0 | 0
V095 | W1-16GC0015 | TUV Detector | Waters | 800000204 | A09UPT639R (ID#93062) | 12 | 2018-10-11 | 2019-10-11 | Oct | Venture Internal | USD | 0 | 0 | Venture (LC) |  | Venture |  |  | Venture |  |  | USD | 0 | 0 | NA | NA | USD | 0 | 0
V096 | W1-16GC0020 | Electrical Safety Analyzer | Chroma | 19032 | 19032G400264 (ID#93467) | 12 | 2019-07-10 | 2020-07-10 | Jul | Venture Internal | USD | 240 | 240 | Venture (LC) |  | Venture |  |  | Venture | 2019-08-30 | 2019-388 | USD | 240 | 240 | NA | NA | USD | 0 | 0
V097 | W1-16GC0021 | Electrical Safety Analyzer | QuadTech | Guardian 6000 | 7312754 (ID#91356) | 12 | 2018-11-08 | 2019-11-08 | Nov | Venture Internal | USD | 0 | 0 | Venture (LC) |  | Venture |  |  | Venture |  |  | USD | 0 | 0 | NA | NA | USD | 0 | 0
V099 | W1-16GC0023 | Electrical Safety Analyzer | QuadTech | 6000 Plus | 11173729 (ID#91890) | 12 | 2019-03-05 | 2020-03-05 | Mar | Venture Internal | USD | 0 | 0 | Venture (LC) |  | Venture |  |  | Venture |  |  | USD | 0 | 0 | NA | NA | USD | 0 | 0
V100 | W1-16GC0024 | 515 HPLC PUMP | Waters | WAT207000 | D11515058A | 12 | 2019-03-27 | 2020-03-27 | Mar | Venture Internal | USD | 0 | 0 | Venture (LC) |  | Venture |  |  | Venture |  |  | USD | 0 | 0 | NA | NA | USD | 0 | 0
V101 | W1-16GC0025 | 515 HPLC PUMP | Waters | WAT207000 | D11515059A | 12 | 2019-03-27 | 2020-03-27 | Mar | Venture Internal | USD | 0 | 0 | Venture (LC) |  | Venture |  |  | Venture |  |  | USD | 0 | 0 | NA | NA | USD | 0 | 0
V102 | W1-16GC0026 | 1525 Binary HPLC Pump | Waters | 800000146 | C0925P516R | 12 | 2018-05-03 | 2019-05-03 | May | Flex | SGD | 655.35 | 481.2 | Venture (LC) |  | Flex |  |  | Flex |  |  | SGD | 655.35 | 481.2 | 1H 2018 | 2018-309 | SGD | 655.35 | 481.2
V103 | W1-16GC0027 | 1525 Binary HPLC Pump | Waters | 800000146 | G0925P662R | 12 | 2018-05-10 | 2019-05-10 | May | Flex | SGD | 655.35 | 481.2 | Venture (LC) |  | Flex |  |  | Flex |  |  | SGD | 655.35 | 481.2 | 1H 2018 | 2018-309 | SGD | 655.35 | 481.2
V104 | W1-16GC0028 | Actuator Homing Box | Waters | NA | TE83076-1 | 12 | 2018-10-29 | 2019-10-29 | Oct | Venture Internal | USD | 0 | 0 | Venture (LC) |  | Venture |  |  | Venture |  |  | USD | 0 | 0 | NA | NA | USD | 0 | 0
V105 | W1-16GC0029 | I-Class BSM | Waters | 800000240 | B08UPB497R (ID#91968) | 12 | 2018-10-05 | 2019-10-05 | Oct | Venture Internal | USD | 0 | 0 | Venture (LC) |  | Venture |  |  | Venture |  |  | USD | 0 | 0 | NA | NA | USD | 0 | 0
V106 | W1-16GC0030 | ACQUITY UPLC CM-A | Waters | 186015043 | D11CMP976N (ID#82516) | 12 | 2018-10-05 | 2019-10-05 | Oct | Venture Internal | USD | 0 | 0 | Venture (LC) |  | Venture |  |  | Venture |  |  | USD | 0 | 0 | NA | NA | USD | 0 | 0
V107 | W1-16GC0031 | UPLC TUV Detector | Waters | 800000204 | A10UPT391R (ID#91844) | 12 | 2018-10-05 | 2019-10-05 | Oct | Flex | SGD | 315.23 | 230.94 | Venture (LC) |  | Flex |  |  | Flex |  |  | SGD | 315.23 | 230.94 | Q3 2018 | 2019-017 | SGD | 315.23 | 230.94
V108 | W1-16GC0032 | I-Class BSM | Waters | 800000240 | A11UPB494R (ID#91967) | 12 | 2018-10-07 | 2019-10-07 | Oct | Venture Internal | USD | 0 | 0 | Venture (LC) |  | Venture |  |  | Venture |  |  | USD | 0 | 0 | NA | NA | USD | 0 | 0
V109 | W1-16GC0033 | ACQUITY UPLC CM-A | Waters | 186015043 | D11CMP975N (ID#82517) | 12 | 2018-10-05 | 2019-10-05 | Oct | Venture Internal | USD | 0 | 0 | Venture (LC) |  | Venture |  |  | Venture |  |  | USD | 0 | 0 | NA | NA | USD | 0 | 0
V110 | W1-16GC0034 | UPLC TUV Detector | Waters | 800000204 | A10UPT477R (ID#91847) | 12 | 2018-10-05 | 2019-10-05 | Oct | Flex | SGD | 315.23 | 230.94 | Venture (LC) |  | Flex |  |  | Flex |  |  | SGD | 315.23 | 230.94 | Q3 2018 | 2019-017 | SGD | 315.23 | 230.94
V111 | W1-16GC0035 | I-Class BSM | Waters | 186015000 | E09UPB549R (ID#82514) | 12 | 2018-10-12 | 2019-10-12 | Oct | Venture Internal | USD | 0 | 0 | Venture (LC) |  | Venture |  |  | Venture |  |  | USD | 0 | 0 | NA | NA | USD | 0 | 0
V112 | W1-16GC0036 | ACQUITY UPLC CM-A | Waters | 186015043 | D11CMP980N (ID#82518) | 12 | 2018-10-10 | 2019-10-10 | Oct | Venture Internal | USD | 0 | 0 | Venture (LC) |  | Venture |  |  | Venture |  |  | USD | 0 | 0 | NA | NA | USD | 0 | 0
V113 | W1-16GC0037 | UPLC TUV Detector | Waters | 800000204 | L09UPT295R (ID#91854) | 12 | 2018-10-10 | 2019-10-10 | Oct | Flex | SGD | 367.24 | 269.04 | Venture (LC) |  | Flex |  |  | Flex |  |  | SGD | 367.24 | 269.04 | Q3 2018 | 2019-017 | SGD | 367.24 | 269.04
V114 | W1-16GC0038 | I-Class BSM | Waters | 186015000 | L10UPB377R (ID#82515) | 12 | 2018-10-11 | 2019-10-11 | Oct | Venture Internal | USD | 0 | 0 | Venture (LC) |  | Venture |  |  | Venture |  |  | USD | 0 | 0 | NA | NA | USD | 0 | 0
V115 | W1-16GC0039 | ACQUITY UPLC CM-A | Waters | 186015043 | D11CMP978N (ID#82519) | 12 | 2018-10-10 | 2019-10-10 | Oct | Venture Internal | USD | 0 | 0 | Venture (LC) |  | Venture |  |  | Venture |  |  | USD | 0 | 0 | NA | NA | USD | 0 | 0
V116 | W1-16GC0040 | UPLC TUV Detector | Waters | 800000204 | B10UPT530R (ID#91850) | 12 | 2018-10-09 | 2019-10-09 | Oct | Flex | SGD | 315.23 | 230.94 | Venture (LC) |  | Flex |  |  | Flex |  |  | SGD | 315.23 | 230.94 | Q3 2018 | 2019-017 | SGD | 315.23 | 230.94
V117 | W1-16GC0041 | I-Class BSM | Waters | 186015000 | G09UPB973R (ID#91846) | 12 | 2019-01-02 | 2020-01-02 | Jan | Venture Internal | USD | 0 | 0 | Venture (LC) |  | Venture |  |  | Venture |  |  | USD | 0 | 0 | NA | NA | USD | 0 | 0
V118 | W1-16GC0042 | ACQUITY UPLC CM-A | Waters | 186015043 | D11CMP922N (ID#82512) | 12 | 2017-12-29 | 2018-12-29 | Dec | Venture Internal | USD | 0 | 0 | Venture (LC) |  | Venture |  |  | Venture |  |  | USD | 0 | 0 | NA | NA | USD | 0 | 0
V119 | W1-16GC0043 | UPLC TUV Detector | Waters | 800000204 | A09UPT635R (ID#91404) | 12 | 2019-01-05 | 2020-01-05 | Jan | Flex | SGD | 486.77 | 358 | Venture (LC) |  | Flex |  |  | Flex | 2019-03-26 | 2019-148 | SGD | 486.77 | 358 | 1H 2018 | 2018-309 | SGD | 331.54 | 243.44
V120 | W1-16GC0044 | I-Class BSM | Waters | 186015000 | G09UPB976R (ID#91849) | 12 | 2017-12-30 | 2018-12-30 | Dec | Venture Internal | USD | 0 | 0 | Venture (LC) |  | Venture |  |  | Venture |  |  | USD | 0 | 0 | NA | NA | USD | 0 | 0
V121 | W1-16GC0045 | ACQUITY UPLC CM-A | Waters | 186015043 | D11CMP973N (ID#82510) | 12 | 2017-12-29 | 2018-12-29 | Dec | Venture Internal | USD | 0 | 0 | Venture (LC) |  | Venture |  |  | Venture |  |  | USD | 0 | 0 | NA | NA | USD | 0 | 0
V122 | W1-16GC0046 | UPLC TUV Detector | Waters | 186015028 | G05UPT009N (ID#91405) | 12 | 2019-01-14 | 2020-01-14 | Jan | Flex | SGD | 621.11 | 456.8 | Venture (LC) |  | Flex |  |  | Flex | 2019-03-26 | 2019-148 | SGD | 621.11 | 456.8 | 1H 2018 | 2018-309 | SGD | 331.54 | 243.44
V123 | W1-16GC0047 | I-Class BSM | Waters | 186015000 | J10UPB055R (ID#91855) | 12 | 2017-12-31 | 2018-12-31 | Dec | Venture Internal | USD | 0 | 0 | Venture (LC) |  | Venture |  |  | Venture |  |  | USD | 0 | 0 | NA | NA | USD | 0 | 0
V124 | W1-16GC0048 | ACQUITY UPLC CM-A | Waters | 186015043 | D11CMP924N (ID#82513) | 12 | 2017-12-29 | 2018-12-29 | Dec | Venture Internal | USD | 0 | 0 | Venture (LC) |  | Venture |  |  | Venture |  |  | USD | 0 | 0 | NA | NA | USD | 0 | 0
V125 | W1-16GC0049 | ACQUITY UPLC TUV Detector | Waters | 186015031 | F10TUV144A (ID#91484) | 12 | 2018-01-15 | 2019-01-15 | Jan | Flex | SGD | 357.83 | 263.17 | Venture (LC) |  | Flex |  |  | Flex | 2019-03-26 | 2019-148 | SGD | 357.83 | 263.17 | 1H 2018 | 2018-309 | SGD | 898.93 | 660.06
V126 | W1-16GC0050 | I-Class BSM | Waters | 186015000 | G09UPB980R (ID#91852) | 12 | 2019-01-04 | 2020-01-04 | Jan | Venture Internal | USD | 0 | 0 | Venture (LC) |  | Venture |  |  | Venture |  |  | USD | 0 | 0 | NA | NA | USD | 0 | 0
V127 | W1-16GC0051 | ACQUITY UPLC CM-A | Waters | 186015043 | D11CMP983N (ID#82511) | 12 | 2017-12-29 | 2018-12-29 | Dec | Venture Internal | USD | 0 | 0 | Venture (LC) |  | Venture |  |  | Venture |  |  | USD | 0 | 0 | NA | NA | USD | 0 | 0
V128 | W1-16GC0052 | ACQUITY UPLC TUV Detector | Waters | 186015031 | F10TUV143A (ID#91483) | 12 | 2018-01-11 | 2019-01-11 | Jan | Flex | SGD | 340.02 | 250.07 | Venture (LC) |  | Flex |  |  | Flex | 2019-03-26 | 2019-148 | SGD | 340.02 | 250.07 | 1H 2018 | 2018-309 | SGD | 765.35 | 561.97
V129 | W1-16GC0053 | BSM | Waters | 800000240 | F08UPB669R | 12 | 2019-04-08 | 2020-04-08 | Apr | Waters | USD | 0 | 0 | Venture (LC) |  | Venture |  |  | Venture |  |  | USD | 0 | 0 | ? | ? | USD
V130 | W1-16GC0054 | SM | Waters | 800000277 | F08UPA229R | 12 | 2019-04-08 | 2020-04-08 | Apr | Waters | USD | 0 | 0 | Venture (LC) |  | Venture |  |  | Venture |  |  | USD | 0 | 0 | ? | ? | USD
V131 | W1-16GC0055 | TUV Detector | Waters | 800000204 | G08UPT373R | 12 | 2019-04-08 | 2020-04-08 | Apr | Waters | USD | 0 | 0 | Venture (LC) |  | Venture |  |  | Venture |  |  | USD | 0 | 0 | ? | ? | USD
V132 | W1-16GC0056 | Column Manager Aux | Waters | 186015049 | C11CMX315N | 12 | 2019-09-03 | 2020-09-03 | Sep | Venture Internal | USD | 0 | 0 | Venture (LC) |  | Venture |  |  | Venture | 2019-10-29 | NA | USD | 0 | 0 | NA | NA | USD | 0 | 0
V133 | W1-16GC0057 | Column Manager | Waters | 186010543 | A11CMP554N | 12 | 2019-09-03 | 2020-09-03 | Sep | Venture Internal | USD | 0 | 0 | Venture (LC) |  | Venture |  |  | Venture | 2019-10-29 | NA | USD | 0 | 0 | NA | NA | USD | 0 | 0
V134 | W1-16GC0058 | Column Manager Aux | Waters | 186015049 | M11CMX180G | 12 | 2019-09-04 | 2020-09-04 | Sep | Venture Internal | USD | 0 | 0 | Venture (LC) |  | Venture |  |  | Venture | 2019-10-29 | NA | USD | 0 | 0 | NA | NA | USD | 0 | 0
V135 | W1-16GC0059 | Column Manager | Waters | 186015043 | B12CMP296G | 12 | 2019-09-04 | 2020-09-04 | Sep | Venture Internal | USD | 0 | 0 | Venture (LC) |  | Venture |  |  | Venture | 2019-10-29 | NA | USD | 0 | 0 | NA | NA | USD | 0 | 0
V136 | W1-16GC0060 | UPLC TUV Detector | Waters | 186015031 | G15TUV597A (ID#92097) | 12 | 2018-10-12 | 2019-10-12 | Oct | Venture Internal | USD | 0 | 0 | Venture (LC) |  | Venture |  |  | Venture |  |  | USD | 0 | 0 | NA | NA | USD | 0 | 0
V137 | W1-16GC0061 | CPSM Metering Syringe Tester | Waters | LAC/E 32 | TE83006-2 | 12 | 2018-12-28 | 2019-12-28 | Dec | Venture Internal | USD | 0 | 0 | Venture (LC) |  | Venture |  |  | Venture |  |  | USD | 0 | 0 | NA | NA | USD | 0 | 0
V138 | W1-16GC0062 | RTZ TESTER-2 | Waters | NA | TE82995-2 | 12 | 2019-01-11 | 2020-01-11 | Jan | Venture Internal | USD | 0 | 0 | Venture (LC) |  | Venture |  |  | Venture |  |  | USD | 0 | 0 | NA | NA | USD | 0 | 0
V139 | W1-16GC0063 | RTZ TESTER-3 | Waters | NA | TE82995-3 | 12 | 2019-01-11 | 2020-01-11 | Jan | Venture Internal | USD | 0 | 0 | Venture (LC) |  | Venture |  |  | Venture |  |  | USD | 0 | 0 | NA | NA | USD | 0 | 0
V140 | W1-16GC0064 | FTN BEZEL TESTER | Waters | NA | TE83084-2 | 12 | 2019-08-28 | 2020-08-28 | Aug | Venture Internal | USD | 0 | 0 | Venture (LC) |  | Venture |  |  | Venture | 2019-09-27 |  | USD | 0 | 0 | NA | NA | USD | 0 | 0
V141 | W1-16GC0065 | Alliance Column Heater/Cooler | Waters | LAC/E 32 | TE82774-2 | 12 | 2018-10-15 | 2019-10-15 | Oct | Venture Internal | USD | 0 | 0 | Venture (LC) |  | Venture |  |  | Venture |  |  | USD | 0 | 0 | NA | NA | USD | 0 | 0
V142 | W1-16GC0066 | Alliance Column Heater/Cooler | Waters | LAC/E 32 | TE82774-3 | 12 | 2018-10-15 | 2019-10-15 | Oct | Venture Internal | USD | 0 | 0 | Venture (LC) |  | Venture |  |  | Venture |  |  | USD | 0 | 0 | NA | NA | USD | 0 | 0
V143 | W1-16GC0067 | Acquity SDS Automated Test Station | Waters | NA | TE82943-24 | 12 | 2018-10-15 | 2019-10-15 | Oct | Venture Internal | USD | 0 | 0 | Venture (LC) |  | Venture |  |  | Venture |  |  | USD | 0 | 0 | NA | NA | USD | 0 | 0
V144 | W1-16GC0092 | Temperature Control Module ll Final Tester | Waters | NA | TE82818 | 12 | 2018-12-28 | 2019-12-28 | Dec | Venture Internal | USD | 0 | 0 | Venture (LC) |  | Venture |  |  | Venture |  |  | USD | 0 | 0 | NA | NA | USD | 0 | 0
V145 | W1-17GC0094 | 600 Controller Tester | Waters | N/A | TE82824 | 12 | 2018-12-28 | 2019-12-28 | Dec | Venture Internal | USD | 0 | 0 | Venture (LC) |  | Venture |  |  | Venture |  |  | USD | 0 | 0 | NA | NA | USD | 0 | 0
V146 | W1-17GC0097 | Lamp Alignment Station | Waters | LAC/E 32 | TE83029-1 | 12 | 2018-12-28 | 2019-12-28 | Dec | Venture Internal | USD | 0 | 0 | Venture (LC) |  | Venture |  |  | Venture |  |  | USD | 0 | 0 | NA | NA | USD | 0 | 0
V147 | W1-17GC0098 | FLR Optics Bench Alignment Station | Waters | LAC/E 32 | TE83032-1 | 12 | 2018-12-28 | 2019-12-28 | Dec | Venture Internal | USD | 0 | 0 | Venture (LC) |  | Venture |  |  | Venture |  |  | USD | 0 | 0 | NA | NA | USD | 0 | 0
V148 | W1-17GC0099 | 2475 Optics Bench Alignment Station | Waters | LAC/E 32 | TE83031-1 | 12 | 2018-12-28 | 2019-12-28 | Dec | Venture Internal | USD | 0 | 0 | Venture (LC) |  | Venture |  |  | Venture |  |  | USD | 0 | 0 | NA | NA | USD | 0 | 0
V149 | W1-17GC0100 | Detector Firmware & Serial Number Download Station | Waters | LAC/E 32 | TE82757 | 12 | 2018-12-28 | 2019-12-28 | Dec | Venture Internal | USD | 0 | 0 | Venture (LC) |  | Venture |  |  | Venture |  |  | USD | 0 | 0 | NA | NA | USD | 0 | 0
V150 | W1-17GC0101 | Detector Final Test Station | Waters | LAC/E 32 | TE82760-4 | 12 | 2018-06-13 | 2019-06-13 | Jun | Venture Internal | USD | 0 | 0 | Venture (LC) |  | Venture |  |  | Venture |  |  | USD | 0 | 0 | NA | NA | USD | 0 | 0
V151 | W1-17GC0102 | Detector Final Test Station | Waters | LAC/E 32 | TE82760-5 | 12 | 2018-06-13 | 2019-06-13 | Jun | Venture Internal | USD | 0 | 0 | Venture (LC) |  | Venture |  |  | Venture |  |  | USD | 0 | 0 | NA | NA | USD | 0 | 0
V152 | W1-17GC0103 | Column Manager Test System, Empower Work Station | Waters | LAC/E 32 | TE82984-1 | 12 | 2018-06-13 | 2019-06-13 | Jun | Venture Internal | USD | 0 | 0 | Venture (LC) |  | Venture |  |  | Venture |  |  | USD | 0 | 0 | NA | NA | USD | 0 | 0
V153 | W1-17GC0104 | Column Manager Empower Work Station | Waters | LAC/E 32 | TE82987-1 | 12 | 2018-06-13 | 2019-06-13 | Jun | Venture Internal | USD | 0 | 0 | Venture (LC) |  | Venture |  |  | Venture |  |  | USD | 0 | 0 | NA | NA | USD | 0 | 0
V154 | W1-17GC0105 | Acquity CMA Test Station | Waters | LENOVO | TE83026-1 | 12 | 2019-09-04 | 2020-09-04 | Sep | Venture Internal | USD | 0 | 0 | Venture (LC) |  | Venture |  |  | Venture | 2019-10-29 | NA | USD | 0 | 0 | NA | NA | USD | 0 | 0
V155 | W1-17GC0106 | Acquity CMA Test Station | Waters | LAC/E 32 | TE83026-2 | 12 | 2019-09-04 | 2020-09-04 | Sep | Venture Internal | USD | 0 | 0 | Venture (LC) |  | Venture |  |  | Venture | 2019-10-29 | NA | USD | 0 | 0 | NA | NA | USD | 0 | 0
V156 | W1-17GC0107 | PCM II Final Test Station | Waters | N/A | TE82817 | 12 | 2018-12-28 | 2019-12-28 | Dec | Venture Internal | USD | 0 | 0 | Venture (LC) |  | Venture |  |  | Venture |  |  | USD | 0 | 0 | NA | NA | USD | 0 | 0
V157 | W1-17GC0108 | Acquity HTCH Tester | Waters | LAC/E 32 | TE82956-2 | 12 | 2018-12-28 | 2019-12-28 | Dec | Venture Internal | USD | 0 | 0 | Venture (LC) |  | Venture |  |  | Venture |  |  | USD | 0 | 0 | NA | NA | USD | 0 | 0
V158 | W1-17GC0109 | High Temp Column Heater Test Station | Waters | LAC/E 32 | TE83013-1 | 12 | 2018-12-28 | 2019-12-28 | Dec | Venture Internal | USD | 0 | 0 | Venture (LC) |  | Venture |  |  | Venture |  |  | USD | 0 | 0 | NA | NA | USD | 0 | 0
V159 | W1-17GC0110 | High Temp Column Heater Test Station | Waters | LAC/E 32 | TE83013-2 | 12 | 2018-12-28 | 2019-12-28 | Dec | Venture Internal | USD | 0 | 0 | Venture (LC) |  | Venture |  |  | Venture |  |  | USD | 0 | 0 | NA | NA | USD | 0 | 0
V160 | W1-17GC0111 | 1500 Column Heater Final Test System | Waters | LENOVO | TE82723-3 | 12 | 2018-12-28 | 2019-12-28 | Dec | Venture Internal | USD | 0 | 0 | Venture (LC) |  | Venture |  |  | Venture |  |  | USD | 0 | 0 | NA | NA | USD | 0 | 0
V161 | W1-17GC0112 | Acquity CPSM Final Test System | Waters | LENOVO | TE83064-10 | 12 | 2018-10-10 | 2019-10-10 | Oct | Venture Internal | USD | 0 | 0 | Venture (LC) |  | Venture |  |  | Venture |  |  | USD | 0 | 0 | NA | NA | USD | 0 | 0
V162 | W1-17GC0113 | Acquity CPSM Final Test System | Waters | LENOVO | TE83064-11 | 12 | 2018-10-10 | 2019-10-10 | Oct | Venture Internal | USD | 0 | 0 | Venture (LC) |  | Venture |  |  | Venture |  |  | USD | 0 | 0 | NA | NA | USD | 0 | 0
V163 | W1-17GC0114 | Acquity CPSM Final Test System | Waters | LENOVO | TE83064-12 | 12 | 2018-10-13 | 2019-10-13 | Oct | Venture Internal | USD | 0 | 0 | Venture (LC) |  | Venture |  |  | Venture |  |  | USD | 0 | 0 | NA | NA | USD | 0 | 0
V164 | W1-17GC0115 | Acquity CPSM Final Test System | Waters | LENOVO | TE83064-13 | 12 | 2018-10-13 | 2019-10-13 | Oct | Venture Internal | USD | 0 | 0 | Venture (LC) |  | Venture |  |  | Venture |  |  | USD | 0 | 0 | NA | NA | USD | 0 | 0
V165 | W1-17GC0116 | Acquity CPSM Final Test System | Waters | LENOVO | TE83064-14 | 12 | 2019-01-16 | 2020-01-16 | Jan | Venture Internal | USD | 0 | 0 | Venture (LC) |  | Venture |  |  | Venture |  |  | USD | 0 | 0 | NA | NA | USD | 0 | 0
V166 | W1-17GC0117 | Acquity CPSM Final Test System | Waters | LENOVO | TE83064-15 | 12 | 2019-01-16 | 2020-01-16 | Jan | Venture Internal | USD | 0 | 0 | Venture (LC) |  | Venture |  |  | Venture |  |  | USD | 0 | 0 | NA | NA | USD | 0 | 0
V167 | W1-17GC0118 | Acquity CPSM Final Test System | Waters | LENOVO | TE83064-16 | 12 | 2017-12-28 | 2018-12-28 | Dec | Venture Internal | USD | 0 | 0 | Venture (LC) |  | Venture |  |  | Venture |  |  | USD | 0 | 0 | NA | NA | USD | 0 | 0
V168 | W1-17GC0119 | Acquity CPSM Final Test System | Waters | LENOVO | TE83064-17 | 12 | 2017-12-28 | 2018-12-28 | Dec | Venture Internal | USD | 0 | 0 | Venture (LC) |  | Venture |  |  | Venture |  |  | USD | 0 | 0 | NA | NA | USD | 0 | 0
V169 | W1-17GC0120 | Unit Serial Number Label Printer | Waters | LAC/E 32 | WATERSISNL1 | 12 | 2019-04-03 | 2020-04-03 | Apr | Venture Internal | USD | 0 | 0 | Venture (LC) |  | Venture |  |  | Venture |  |  | USD | 0 | 0 | NA | NA | USD | 0 | 0
V170 | W1-17GC0121 | Certificate Printer | Waters | LAC/E 32 | WATERSCOFP1 | 12 | 2019-04-03 | 2020-04-03 | Apr | Venture Internal | USD | 0 | 0 | Venture (LC) |  | Venture |  |  | Venture |  |  | USD | 0 | 0 | NA | NA | USD | 0 | 0
V171 | W1-19GC0152 | Pat and Flash Tester | Seaward Electronic | CLARE HAL 104 | 44K-0204 | 12 | 2019-11-06 | 2020-11-06 | Nov | Micro Precision | USD | 432 | 432 | Venture (MS) |  | Venture | 2020-01-08 | 2020-012 | Venture | 2020-01-08 | 2020-012 | USD | 432 | 432 | NA | NA | USD | 0 | 0
Note on J287: Jie Hui Ng: Month is based on column H
Note on P326: Jie Hui Ng: to be calibrated in Mar 19
Note on C372: Jie Hui Ng: amt to be charge by Flex
Note on C375: Jie Hui Ng: amt to be charge by Flex
Note on B391: Jie Hui Ng: no cost involved

## Venture Cal by Others
Waters consigned equipment list, Total : 9 items (with payment) | [10 empty] | Date : 03-Apr-2020 (Rev 02)
NO | LOCATION | EQUIPMENT ID | EQUIPMENT NAME | MANUFACTURER | MODEL | MANUFACTURER SERIAL NO | CALIBRATION SOURCE | CALIBRATION CYCLE | LAST CALIBRATION | NEXT CALIBRATION | Calibration Cost (SGD / USD) | REMARK
1 | IQC (WATERS) | IQC-16GC0010 | Light Box | X-Rite | JUDGE II | C61093251217 | RVC INTERNATIONAL PTE LTD | 12 | 04/09/2019 | 04/09/2020 | SGD900.00 | Waters Consigned equipment
2 | WATERS (RACAL TESTER) | PWAT-16GC0024 | Keithley 236 Source Measure unit | Keithley | 236 | 0683301(ID#90744) | Keysight | 12 | 17/03/2020 | 17/03/2021 | SGD490.00 | Waters USA Consign equipment For the calibration cost not fixed, Keysight will follow the marketing quote
3 | WATERS (RACAL TESTER) | PWAT-16GC0025 | Keithley 236 Source Measure unit | Keithley | 236 | 0648831 (ID#90316) | Keithley | 12 | 07/08/2019 | 2020-08-07 | SGD323.00 | Waters USA Consign equipment Unit sent to Paul on Apr 2019. For the calibration cost not fixed, Keysight will follow the marketing quote Unit sent to Paul on Apr 2019. Chwee Nai rerceived the unit after repaired on 16-Dec-19
4 | WATERS (UNIVERSAL TESTER) | PWAT-16GC0026 | Keithley 236 Source Measure unit | Keithley | 236 | 497638 | Keysight | 12 | 17/03/2020 | 17/03/2021 | SGD490.00 | Waters USA Consign equipment For the calibration cost not fixed, Keysight will follow the marketing quote
5 | WATERS (PCBA) | PWAT-16GC0027 | Keithley 236 Source Measure unit | Keithley | 236 | 0549819 (ID#95105) | Keysight | 12 | 25/04/2019 | 25/04/2020 | SGD323.00 | Waters USA Consign equipment For the calibration cost not fixed, Keysight will follow the marketing quote
6 | WATERS (PCBA) | PWAT-16GC0028 | Keithley 236 Source Measure unit | Keithley | 236 | 0796740 (ID#90275) | Keysight | 12 | 14/06/2019 | 14/06/2020 | SGD323.00 | Waters USA Consign equipment For the calibration cost not fixed, Keysight will follow the marketing quote
7 | WATERS (UNIVERSAL TESTER) | PWAT-16GC0029 | Keithley 236 Source Measure unit | Keithley | 236 | 0648819 (ID#90317) | Keysight | 12 | 06/05/2018 | 06/05/2019 | SGD323.00 | Waters USA Consign equipment Unit sent to Paul on Apr 2019. For the calibration cost not fixed, Keysight will follow the marketing quote Paul email to Jason on 02-Oct-19, the unit was repaired and ready to go back to GES, now awaiting for the return Paul email advise on 17-Dec, this unit have been trying to have it repaired
8 | WATERS (CLEAN ROOM) | W1-17GC0095 | Leak Detector | Leybold | PhoenixL 300i | 90001301209 | LEYBOLD | 12 | 02/07/2019 | 02/07/2020 | SGD1485.10 | Consigned Equipment Leybold collected leak bottle on 29-Jan-2020 In-house calibration Price SGD1185.10, onsite labour for TL7 exchange (1 trip) SGD300.00, Total : SGD1485.10 Will billing once completed the calibration
9 | Waters (QDa/Beacon) | W1-19GC0151 | Leak Detector (Inficon) | Inficon | TL7 | 90001370779 | INFICON | 15 | 03/01/2019 | 03/04/2020 | SGD$2180.00 | Consigned equipment In process arrange for calibration Will billing once completed the calibration
Prepared by Venture
Name : Lee Kwang Quek
Signature :
Designation : Technician
Date :

## Venture Cal by MPC
Waters consigned equipment list, Total : 75 items. Waters will settle the calibration cost with Micro Precision directly | [10 empty] | Date : 03-Apr-2020 (Rev 02)
NO | LOCATION | EQUIPMENT ID | EQUIPMENT NAME | MANUFACTURER | MODEL | MANUFACTURER SERIAL NO | CALIBRATION SOURCE | CALIBRATION CYCLE | LAST CALIBRATION | NEXT CALIBRATION | REMARK
1 | WATERS (RACAL TESTER) | PWAT-16GC0002 | DC Electronic Load module | HEWLETT PACKARD | 60502B | 3211A01907 | Micro Precision | 12 | 02/05/2019 | 02/05/2020 | Waters USA Consign equipment In your List, remain Micro Precision for calibration Waters will settle the calibration cost with Micro Precision directly as per HuaZhen email on 21-Feb-2020 (4.26 pm)
2 | WATERS (RACAL TESTER) | PWAT-16GC0003 | DC Electronic Load module | HEWLETT PACKARD | 60502B | 3211A01876 | Micro Precision | 12 | 02/05/2019 | 02/05/2020 | Waters USA Consign equipment In your List, remain Micro Precision for calibration Waters will settle the calibration cost with Micro Precision directly as per HuaZhen email on 21-Feb-2020 (4.26 pm)
3 | WATERS (RACAL TESTER) | PWAT-16GC0004 | DC Electronic Load module | HEWLETT PACKARD | 60502B | 3211A01587 | Micro Precision | 12 | 02/05/2019 | 02/05/2020 | Waters USA Consign equipment In your List, remain Micro Precision for calibration Waters will settle the calibration cost with Micro Precision directly as per HuaZhen email on 21-Feb-2020 (4.26 pm)
4 | WATERS (RACAL TESTER) | PWAT-16GC0005 | DC Electronic Load module | HEWLETT PACKARD | 60502B | 3211A02210 | Micro Precision | 12 | 02/05/2019 | 02/05/2020 | Waters USA Consign equipment In your List, remain Micro Precision for calibration Waters will settle the calibration cost with Micro Precision directly as per HuaZhen email on 21-Feb-2020 (4.26 pm)
5 | WATERS (RACAL TESTER) | PWAT-16GC0006 | DC Electronic Load module | HEWLETT PACKARD | 60502B | 3211A01795 | Micro Precision | 12 | 02/05/2019 | 02/05/2020 | Waters USA Consign equipment In your List, remain Micro Precision for calibration Waters will settle the calibration cost with Micro Precision directly as per HuaZhen email on 21-Feb-2020 (4.26 pm)
6 | WATERS (RACAL TESTER) | PWAT-16GC0007 | DC Electronic Load module | HEWLETT PACKARD | 60502B | 3211A00920 | Micro Precision | 12 | 02/05/2019 | 02/05/2020 | Waters USA Consign equipment In your List, remain Micro Precision for calibration Waters will settle the calibration cost with Micro Precision directly as per HuaZhen email on 21-Feb-2020 (4.26 pm)
7 | WATERS (GTS TESTER) | PWAT-16GC0008 | DC Power Supply | TDK-Lambda | GENH30-25 | 95166 | Micro Precision | 12 | 18/02/2020 | 18/02/2021 | Waters USA Consign equipment Item not in your list, current cal by Micro Precision Waters will settle the calibration cost with Micro Precision directly as per HuaZhen email on 21-Feb-2020 (4.26 pm)
8 | WATERS (GTS TESTER) | PWAT-16GC0009 | DC Power Supply | TDK-LAMBDA | GENH60-12.5 | 95170 | Micro Precision | 12 | 18/02/2020 | 18/02/2021 | Waters USA Consign equipment Item not in your list, current cal by Micro Precision Waters will settle the calibration cost with Micro Precision directly as per HuaZhen email on 21-Feb-2020 (4.26 pm)
9 | WATERS (GTS TESTER) | PWAT-16GC0010 | DC Power Supply | TDK-Lambda | GENH60-12.5 | 95165 | Micro Precision | 12 | 18/02/2020 | 18/02/2021 | Waters USA Consign equipment Item not in your list, current cal by Micro Precision Waters will settle the calibration cost with Micro Precision directly as per HuaZhen email on 21-Feb-2020 (4.26 pm)
10 | WATERS (GTS TESTER) | PWAT-16GC0011 | DC Power Supply | TDK-Lambda | GENH30-25 | 95167 | Micro Precision | 12 | 18/02/2020 | 18/02/2021 | Waters USA Consign equipment Item not in your list, current cal by Micro Precision Waters will settle the calibration cost with Micro Precision directly as per HuaZhen email on 21-Feb-2020 (4.26 pm)
11 | WATERS (GTS TESTER) | PWAT-16GC0012 | DC Power Supply | TDK-Lambda | GENH60-12.5 | 95164 | Micro Precision | 12 | 18/02/2020 | 18/02/2021 | Waters USA Consign equipment Item not in your list, current cal by Micro Precision Waters will settle the calibration cost with Micro Precision directly as per HuaZhen email on 21-Feb-2020 (4.26 pm)
12 | WATERS (GTS TESTER) | PWAT-16GC0013 | DC Power Supply | TDK-Lambda | GENH60-12.5 | 95171 | Micro Precision | 12 | 18/02/2020 | 18/02/2021 | Waters USA Consign equipment Item not in your list, current cal by Micro Precision Waters will settle the calibration cost with Micro Precision directly as per HuaZhen email on 21-Feb-2020 (4.26 pm)
13 | WATERS (RACAL TESTER) | PWAT-16GC0014 | DC POWER SUPPLY MODULE | HEWLETT PACKARD | 66103A | US34213251 | Micro Precision | 12 | 02/05/2019 | 02/05/2020 | Waters USA Consign equipment In your List, remain Micro Precision for calibration Waters will settle the calibration cost with Micro Precision directly as per HuaZhen email on 21-Feb-2020 (4.26 pm)
14 | WATERS (RACAL TESTER) | PWAT-16GC0015 | DC POWER SUPPLY MODULE | HEWLETT PACKARD | 66103A | US34213252 | Micro Precision | 12 | 02/05/2019 | 02/05/2020 | Waters USA Consign equipment In your List, remain Micro Precision for calibration Waters will settle the calibration cost with Micro Precision directly as per HuaZhen email on 21-Feb-2020 (4.26 pm)
15 | WATERS (RACAL TESTER) | PWAT-16GC0016 | DC POWER SUPPLY MODULE | HEWLETT PACKARD | 66103A | US34213090 | Micro Precision | 12 | 02/05/2019 | 02/05/2020 | Waters USA Consign equipment In your List, remain Micro Precision for calibration Waters will settle the calibration cost with Micro Precision directly as per HuaZhen email on 21-Feb-2020 (4.26 pm)
16 | WATERS (RACAL TESTER) | PWAT-16GC0017 | DC POWER SUPPLY MODULE | HEWLETT PACKARD | 66103A | US34213209 | Micro Precision | 12 | 02/05/2019 | 02/05/2020 | Waters USA Consign equipment In your List, remain Micro Precision for calibration Waters will settle the calibration cost with Micro Precision directly as per HuaZhen email on 21-Feb-2020 (4.26 pm)
17 | WATERS (RACAL TESTER) | PWAT-16GC0018 | DC POWER SUPPLY MODULE | HEWLETT PACKARD | 66101A | 3444A02477 | Micro Precision | 12 | 02/05/2019 | 02/05/2020 | Waters USA Consign equipment In your List, remain Micro Precision for calibration Waters will settle the calibration cost with Micro Precision directly as per HuaZhen email on 21-Feb-2020 (4.26 pm)
18 | WATERS (RACAL TESTER) | PWAT-16GC0019 | DC POWER SUPPLY MODULE | HEWLETT PACKARD | 66103A | US34213216 | Micro Precision | 12 | 02/05/2019 | 02/05/2020 | Waters USA Consign equipment In your List, remain Micro Precision for calibration Waters will settle the calibration cost with Micro Precision directly as per HuaZhen email on 21-Feb-2020 (4.26 pm)
19 | WATERS (RACAL TESTER) | PWAT-16GC0020 | DC POWER SUPPLY MODULE | HEWLETT PACKARD | 66101A | 3444A02507 | Micro Precision | 12 | 02/05/2019 | 02/05/2020 | Waters USA Consign equipment In your List, remain Micro Precision for calibration Waters will settle the calibration cost with Micro Precision directly as per HuaZhen email on 21-Feb-2020 (4.26 pm)
20 | WATERS (GTS TESTER) | PWAT-16GC0021 | Digital Phosphor Oscilloscope | Tektronix | TDS3054C | C011477 | Micro Precision | 12 | 18/02/2020 | 18/02/2021 | Waters USA Consign equipment Item not in your list, current cal by Micro Precision Waters will settle the calibration cost with Micro Precision directly as per HuaZhen email on 21-Feb-2020 (4.26 pm)
21 | WATERS (GTS TESTER) | PWAT-16GC0022 | Electronic Load Plug-In Module / Control Mainframe with 4 DC Electronic Load 6A/60A/80V 300W | Chroma | 63103/6314 | 63145125/95148 (S/N : ID#95184, ID#95185, ID#95186, ID#95187) | Micro Precision | 12 | 18/02/2020 | 18/02/2021 | Waters USA Consign equipment Item not in your list, current cal by Micro Precision Waters will settle the calibration cost with Micro Precision directly as per HuaZhen email on 21-Feb-2020 (4.26 pm)
22 | WATERS (GTS TESTER) | PWAT-16GC0023 | Function/Arbitrary Waveform Generator | Agilent | 33220A | MY44044085/95154 | Micro Precision | 12 | 18/02/2020 | 18/02/2021 | Waters USA Consign equipment Item not in your list, current cal by Micro Precision Waters will settle the calibration cost with Micro Precision directly as per HuaZhen email on 21-Feb-2020 (4.26 pm)
23 | WATERS (GTS TESTER) | PWAT-16GC0030 | M Series Multifunction DAQ | National Instruments | PXI6229 | 145DEFE | Micro Precision | 12 | 18/02/2020 | 18/02/2021 | Waters USA Consign equipment Item not in your list, current cal by Micro Precision Waters will settle the calibration cost with Micro Precision directly as per HuaZhen email on 21-Feb-2020 (4.26 pm)
24 | WATERS (GTS TESTER) | PWAT-16GC0031 | M Series Multifunction DAQ | National Instruments | PXI6229 | 145DF3A | Micro Precision | 12 | 18/02/2020 | 18/02/2021 | Waters USA Consign equipment Item not in your list, current cal by Micro Precision Waters will settle the calibration cost with Micro Precision directly as per HuaZhen email on 21-Feb-2020 (4.26 pm)
25 | WATERS (GTS TESTER) | PWAT-16GC0033 | Multimeter | Agilent | 34411A | MY53002751/95155 | Micro Precision | 12 | 18/02/2020 | 18/02/2021 | Waters USA Consign equipment Item not in your list, current cal by Micro Precision Waters will settle the calibration cost with Micro Precision directly as per HuaZhen email on 21-Feb-2020 (4.26 pm)
26 | WATERS (RACAL TESTER) | PWAT-16GC0034 | Oscillascope | Textronix | TDS460A | B060926 | Micro Precision | 12 | 10/07/2019 | 10/07/2020 | Waters USA Consign equipment In your List, remain Micro Precision for calibration Waters will settle the calibration cost with Micro Precision directly as per HuaZhen email on 21-Feb-2020 (4.26 pm)
27 | WATERS (UNIVERSAL TESTER) | PWAT-16GC0035 | PCI 6025E | National Instruments | 6025E | C57A10 | Micro Precision | 12 | 06/11/2019 | 06/11/2020 | Waters USA Consign equipment In your List, remain Micro Precision for calibration Waters will settle the calibration cost with Micro Precision directly as per HuaZhen email on 21-Feb-2020 (4.26 pm)
28 | WATERS (GTS TESTER) | PWAT-16GC0036 | POWER SMU | NATIONAL INSTRUMENTS | PXI4130 | 145025B | Micro Precision | 12 | 18/02/2020 | 18/02/2021 | Waters USA Consign equipment Item not in your list, current cal by Micro Precision Waters will settle the calibration cost with Micro Precision directly as per HuaZhen email on 21-Feb-2020 (4.26 pm)
29 | WATERS (GTS TESTER) | PWAT-16GC0037 | Prog. Resistance Card | Geotest | GX1164-01 | 11640209 (95750) | Micro Precision | 24 | 16/04/2019 | 16/04/2021 | Waters USA Consign equipment Item not in your list, current cal by Micro Precision Waters will settle the calibration cost with Micro Precision directly as per HuaZhen email on 21-Feb-2020 (4.26 pm)
30 | WATERS (RACAL TESTER) | PWAT-16GC0038 | VXI 6 1/2 Digit Multimeter | Racal-Dana Instruments, inc. | 4152A | US38010437 | Micro Precision | 12 | 10/10/2019 | 10/10/2020 | Waters USA Consign equipment In your List, remain Micro Precision for calibration Waters will settle the calibration cost with Micro Precision directly as per HuaZhen email on 21-Feb-2020 (4.26 pm)
31 | WATERS (RACAL TESTER) | PWAT-16GC0039 | VXI 6 1/2 Digit Multimeter | Racal-Dana Instruments, Inc. | 4152A | US38010248 | Micro Precision | 12 | 26/03/2019 | 26/03/2020 | Waters USA Consign equipment In your List, remain Micro Precision for calibration Waters will settle the calibration cost with Micro Precision directly as per HuaZhen email on 21-Feb-2020 (4.26 pm) Spare unit, Can't Calibrate during onsite calibration on 03-Mar-2020 When cal officer tried to run the soft panel software for both the model and both were unable to detect, then run self test and the result showed was fail. When cal officer swap back to the original modules (existing modules), showed the same fail result. Will arrange recal on May 2020
32 | WATERS (RACAL TESTER) | PWAT-16GC0040 | VXI Universal Counter 200 MHZ | Racal-Dana Instruments, inc. | 2461-CD | 03070017 | Micro Precision | 12 | 26/03/2019 | 26/03/2020 | Waters USA Consign equipment In your List, remain Micro Precision for calibration Waters will settle the calibration cost with Micro Precision directly as per HuaZhen email on 21-Feb-2020 (4.26 pm) Spare unit, Can't Calibrate during onsite calibration on 03-Mar-2020 When cal officer tried to run the soft panel software for both the model and both were unable to detect, then run self test and the result showed was fail. When cal officer swap back to the original modules (existing modules), showed the same fail result. Will arrange recal on May 2020
33 | WATERS (RACAL TESTER) | PWAT-16GC0041 | VXI Universal Counter 200 MHZ | Racal-Dana Instruments, Inc. | 2461-CD | 1210 | Micro Precision | 12 | 10/10/2019 | 10/10/2020 | Waters USA Consign equipment In your List, remain Micro Precision for calibration Waters will settle the calibration cost with Micro Precision directly as per HuaZhen email on 21-Feb-2020 (4.26 pm)
34 | WATERS (RACAL TESTER) | PWAT-16GC0042 | VXI Waveform Generator | Racal-Dana Instruments, Inc. | 3151A+ | 9809972 | Micro Precision | 12 | 30/07/2018 | 30/07/2019 | Waters USA Consign equipment In your List, remain Micro Precision for calibration Waters will settle the calibration cost with Micro Precision directly as per HuaZhen email on 21-Feb-2020 (4.26 pm) Unit was failed Amplitude Accuracy & DC Offset Accuracy test during calibration on 10-July-19. Micro Precision can't find the root cause of the failure on this unit and return it as un-serviced to GES on 21-Jan-2020. Now Pending HuaZhen advise whether can return to Waters for repair
35 | WATERS (RACAL TESTER) | PWAT-16GC0043 | VXI Waveform Generator | Racal-Dana Instruments, inc. | 3151A+ | 0101813 | Micro Precision | 12 | 10/10/2019 | 10/10/2020 | Waters USA Consign equipment In your List, remain Micro Precision for calibration Waters will settle the calibration cost with Micro Precision directly as per HuaZhen email on 21-Feb-2020 (4.26 pm)
36 | WATERS (JUNIOR GTS FOR QDA) | PWAT-18GC0046 | 6 1/2 DIGITAL MULTIMETER | AGILENT | 34411A | MY48003234 | Micro Precision | 12 | 10/10/2019 | 10/10/2020 | Waters UK Consign equipment In your List, remain Micro Precision for calibration Waters will settle the calibration cost with Micro Precision directly as per HuaZhen email on 21-Feb-2020 (4.26 pm)
37 | WATERS (JUNIOR GTS FOR QDA) | PWAT-18GC0047 | 20 MHZ FUNCTION/ARBITRARY WAVEFORM GENERATOR | AGILENT | 33220A | MY44015802 | Micro Precision | 12 | 10/07/2019 | 10/07/2020 | Waters UK Consign equipment In your List, remain Micro Precision for calibration Waters will settle the calibration cost with Micro Precision directly as per HuaZhen email on 21-Feb-2020 (4.26 pm)
38 | WATERS (JUNIOR GTS FOR QDA) | PWAT-18GC0048 | DIGITAL PHOSPOR OSCILLOSCOPE | TEKTRONIX | TDS3054C | C020604 | Micro Precision | 12 | 10/10/2019 | 10/10/2020 | Waters UK Consign equipment In your List, remain Micro Precision for calibration Waters will settle the calibration cost with Micro Precision directly as per HuaZhen email on 21-Feb-2020 (4.26 pm)
39 | WATERS (GTS TESTER) | PWAT-18GC0049 | DC POWER SUPPLY | TDK-Lambda | GENH30-25 | 97019 | Micro Precision | 12 | 18/02/2020 | 18/02/2021 | Waters USA Consign equipment Item not in your list, current cal by Micro Precision Waters will settle the calibration cost with Micro Precision directly as per HuaZhen email on 21-Feb-2020 (4.26 pm)
40 | WATERS (GTS TESTER) | PWAT-18GC0050 | DC POWER SUPPLY | TDK-Lambda | GENH30-25 | 97020 | Micro Precision | 12 | 18/02/2020 | 18/02/2021 | Waters USA Consign equipment Item not in your list, current cal by Micro Precision Waters will settle the calibration cost with Micro Precision directly as per HuaZhen email on 21-Feb-2020 (4.26 pm)
41 | WATERS (GTS TESTER) | PWAT-18GC0051 | DC POWER SUPPLY | TDK-Lambda | GENH60-12.5 | 97015 | Micro Precision | 12 | 18/02/2020 | 18/02/2021 | Waters USA Consign equipment Item not in your list, current cal by Micro Precision Waters will settle the calibration cost with Micro Precision directly as per HuaZhen email on 21-Feb-2020 (4.26 pm)
42 | WATERS (GTS TESTER) | PWAT-18GC0052 | DC POWER SUPPLY | TDK-Lambda | GENH60-12.5 | 97016 | Micro Precision | 12 | 18/02/2020 | 18/02/2021 | Waters USA Consign equipment Item not in your list, current cal by Micro Precision Waters will settle the calibration cost with Micro Precision directly as per HuaZhen email on 21-Feb-2020 (4.26 pm)
43 | WATERS (GTS TESTER) | PWAT-18GC0053 | DC POWER SUPPLY | TDK-Lambda | GENH60-12.5 | 97017 | Micro Precision | 12 | 18/02/2020 | 18/02/2021 | Waters USA Consign equipment Item not in your list, current cal by Micro Precision Waters will settle the calibration cost with Micro Precision directly as per HuaZhen email on 21-Feb-2020 (4.26 pm)
44 | WATERS (GTS TESTER) | PWAT-18GC0054 | DC POWER SUPPLY | TDK-Lambda | GENH60-12.5 | 97018 | Micro Precision | 12 | 18/02/2020 | 18/02/2021 | Waters USA Consign equipment Item not in your list, current cal by Micro Precision Waters will settle the calibration cost with Micro Precision directly as per HuaZhen email on 21-Feb-2020 (4.26 pm)
45 | WATERS (GTS TESTER) | PWAT-18GC0055 | DC ELECTRONIC LOAD | CHROMA | 63103A | 97010 | Micro Precision | 12 | 18/02/2020 | 18/02/2021 | Waters USA Consign equipment Item not in your list, current cal by Micro Precision Waters will settle the calibration cost with Micro Precision directly as per HuaZhen email on 21-Feb-2020 (4.26 pm)
46 | WATERS (GTS TESTER) | PWAT-18GC0056 | DC ELECTRONIC LOAD | CHROMA | 63103A | 97011 | Micro Precision | 12 | 18/02/2020 | 18/02/2021 | Waters USA Consign equipment Item not in your list, current cal by Micro Precision Waters will settle the calibration cost with Micro Precision directly as per HuaZhen email on 21-Feb-2020 (4.26 pm)
47 | WATERS (GTS TESTER) | PWAT-18GC0057 | DC ELECTRONIC LOAD | CHROMA | 63103A | 97012 | Micro Precision | 12 | 18/02/2020 | 18/02/2021 | Waters USA Consign equipment Item not in your list, current cal by Micro Precision Waters will settle the calibration cost with Micro Precision directly as per HuaZhen email on 21-Feb-2020 (4.26 pm)
48 | WATERS (GTS TESTER) | PWAT-18GC0058 | DC ELECTRONIC LOAD | CHROMA | 63103A | 97013 | Micro Precision | 12 | 18/02/2020 | 18/02/2021 | Waters USA Consign equipment Item not in your list, current cal by Micro Precision Waters will settle the calibration cost with Micro Precision directly as per HuaZhen email on 21-Feb-2020 (4.26 pm)
49 | WATERS (GTS TESTER) | PWAT-18GC0059 | 6 1/2 DIGITAL MULTIMETER | AGILENT | 34411A | MY46000178 (ID#97025) | Micro Precision | 12 | 18/02/2020 | 18/02/2021 | Waters USA Consign equipment Item not in your list, current cal by Micro Precision Waters will settle the calibration cost with Micro Precision directly as per HuaZhen email on 21-Feb-2020 (4.26 pm)
50 | WATERS (GTS TESTER) | PWAT-18GC0060 | 20 MHZ FUNCTION/ARBITRARY WAVEFORM GENERATOR | AGILENT | 33220A | MY44028120 (ID#97026) | Micro Precision | 12 | 18/02/2020 | 18/02/2021 | Waters USA Consign equipment Item not in your list, current cal by Micro Precision Waters will settle the calibration cost with Micro Precision directly as per HuaZhen email on 21-Feb-2020 (4.26 pm)
51 | WATERS (GTS TESTER) | PWAT-18GC0061 | DIGITAL PHOSPOR OSCILLOSCOPE | TEKTRONIX | TDS 3054C | B020696 (ID#97024) | Micro Precision | 12 | 18/02/2020 | 18/02/2021 | Waters USA Consign equipment Item not in your list, current cal by Micro Precision Waters will settle the calibration cost with Micro Precision directly as per HuaZhen email on 21-Feb-2020 (4.26 pm)
52 | WATERS (GTS TESTER) | PWAT-18GC0063 | Multifunction DAQ | National Instrument | NI PXI-6229 | 1CA64F1 (ID#97021) | Micro Precision | 12 | 18/02/2020 | 18/02/2021 | Waters USA Consign equipment Item not in your list, current cal by Micro Precision Waters will settle the calibration cost with Micro Precision directly as per HuaZhen email on 21-Feb-2020 (4.26 pm)
53 | WATERS (GTS TESTER) | PWAT-18GC0064 | Multifunction DAQ | National Instrument | NI PXI-6229 | 1CA64E1 (ID#97022) | Micro Precision | 12 | 18/02/2020 | 18/02/2021 | Waters USA Consign equipment Item not in your list, current cal by Micro Precision Waters will settle the calibration cost with Micro Precision directly as per HuaZhen email on 21-Feb-2020 (4.26 pm)
54 | WATERS (GTS TESTER) | PWAT-18GC0065 | Power SMU | National Instrument | NI PXI-4130 | 1CD658C (ID#97023) | Micro Precision | 12 | 18/02/2020 | 18/02/2021 | Waters USA Consign equipment Item not in your list, current cal by Micro Precision Waters will settle the calibration cost with Micro Precision directly as per HuaZhen email on 21-Feb-2020 (4.26 pm)
55 | WATERS (GTS TESTER) | PWAT-18GC0062 | Prog Resistor | Marvin Test Solution | GX1164 | 97014 | Micro Precision | 24 | 05/03/2019 | 05/03/2021 | Waters USA Consign equipment Item not in your list, current cal by Micro Precision Waters will settle the calibration cost with Micro Precision directly as per HuaZhen email on 21-Feb-2020 (4.26 pm)
56 | WATERS (LC Model) | W1-16GC0016 | Multimeter / Data Acquisition System | Keithley | Keithley 2700 | 1227711 | Micro Precision | 12 | 03/03/2020 | 03/03/2021 | Consigned equipment In your list, remain Micro Precision for calibration Waters will settle the calibration cost with Micro Precision directly as per HuaZhen email on 21-Feb-2020 (4.26 pm)
57 | WATERS (LC Model) | W1-16GC0020 | Electrical Safety Analyzer | Chroma | 19032 | 19032G400264 (ID#93467) | Micro Precision | 12 | 10/07/2019 | 10/07/2020 | Consigned equipment In your list, remain Micro Precision for calibration Waters will settle the calibration cost with Micro Precision directly as per HuaZhen email on 21-Feb-2020 (4.26 pm)
58 | WATERS (LC Model) | W1-16GC0021 | Electrical Safety Analyzer | QuadTech | Guardian 6000 | 7312754 (ID#91356) | Micro Precision | 12 | 06/11/2019 | 06/11/2020 | Consigned equipment In your list, remain Micro Precision for calibration Waters will settle the calibration cost with Micro Precision directly as per HuaZhen email on 21-Feb-2020 (4.26 pm)
59 | WATERS (LC Model) | W1-16GC0022 | Electrical Safety Analyzer | QuadTech | Guardian 6000 | 5278621 (ID#91693) | Micro Precision | 12 | 15/01/2020 | 15/01/2021 | Consigned equipment In your list, remain Micro Precision for calibration Waters will settle the calibration cost with Micro Precision directly as per HuaZhen email on 21-Feb-2020 (4.26 pm)
60 | WATERS (LC Model) | W1-16GC0023 | Electrical Safety Analyzer | QuadTech | 6000 Plus | 11173729 (ID#91890) | Micro Precision | 12 | 03/03/2020 | 03/03/2021 | Consigned equipment In your list, remain Micro Precision for calibration Waters will settle the calibration cost with Micro Precision directly as per HuaZhen email on 21-Feb-2020 (4.26 pm)
61 | WATERS (MS(QDA) | W1-17GC0122 | Pat and Flash Tester | Seaward Electronic | CLARE HAL 104 | 34J-0747 | Micro Precision | 12 | 13/8/2019 | 13/8/2020 | Consigned equipment In your list, remain Micro Precision for calibration Waters will settle the calibration cost with Micro Precision directly as per HuaZhen email on 21-Feb-2020 (4.26 pm)
62 | WATERS (MS(QDA) | W1-18GC0150 | Insulation Tester | Megger | MIT400 | 0703071132 | Micro Precision | 12 | 06/11/2019 | 06/11/2020 | Consigned equipment In your list, remain Micro Precision for calibration Waters will settle the calibration cost with Micro Precision directly as per HuaZhen email on 21-Feb-2020 (4.26 pm)
63 | WATERS (MS(QDA) | W1-19GC0152 | Pat and Flash Tester | Seaward Electronic | CLARE HAL 104 | 44K-0204 | Micro Precision | 12 | 06/11/2019 | 06/11/2020 | Waters USA Consign equipment Item not in your list, current cal by Micro Precision Waters will settle the calibration cost with Micro Precision directly as per HuaZhen email on 21-Feb-2020 (4.26 pm)
64 | WATERS (LC Model) | W1-16GC0088 | Load Box | CHROMA | S14-03 | 7322786 | Bestlabs Micro Precision | 12 | 03/03/2020 | 03/03/2021 | Consigned equipment In your list, but will change to Micro Precision for calibration instead of Bestlabs as per your email list infomation Waters will settle the calibration cost with Micro Precision directly as per HuaZhen email on 21-Feb-2020 (4.26 pm)
65 | WATERS (LC Model) | W1-16GC0089 | Load Box | CHROMA | S14-03 | 14354687 | Bestlabs Micro Precision | 12 | 03/03/2020 | 03/03/2021 | Consigned equipment In your list, but will change to Micro Precision for calibration instead of Bestlabs as per your email list infomation Waters will settle the calibration cost with Micro Precision directly as per HuaZhen email on 21-Feb-2020 (4.26 pm)
66 | WATERS (LC Model) | W1-16GC0090 | Load Box | CHROMA | S14-03 | 14354682 | Bestlabs Micro Precision | 12 | 03/03/2020 | 03/03/2021 | Consigned equipment In your list, but will change to Micro Precision for calibration instead of Bestlabs as per your email list infomation Waters will settle the calibration cost with Micro Precision directly as per HuaZhen email on 21-Feb-2020 (4.26 pm)
67 | WATERS (LC Model) | W1-16GC0091 | Load Box | CHROMA | S14-03 | 14354698 | Bestlabs Micro Precision | 12 | 03/03/2020 | 03/03/2021 | Consigned equipment In your list, but will change to Micro Precision for calibration instead of Bestlabs as per your email list infomation Waters will settle the calibration cost with Micro Precision directly as per HuaZhen email on 21-Feb-2020 (4.26 pm)
68 | WATERS (LC Model) | W1-16GC0002 | Digital Gram Balance - WP07 (Weighing Scale) | AND (HR-200) | HR-200 | 12335004 (93371) | MING DENG Micro Precision | 6 | 08/11/2019 | 08/05/2020 | Consigned equipment In your list, as per Huazhen information this unit will change to Micro Precision instead of Ming Deng for next calibration Waters will settle the calibration cost with Micro Precision directly as per HuaZhen email on 21-Feb-2020 (4.26 pm)
69 | WATERS (LC Model) | W1-16GC0005 | Digital Gram Balance - WP07 (Weighing Scale) | AND (HR-200) | HR-200 | 12333739 (93373) | MING DENG Micro Precision | 6 | 08/11/2019 | 08/05/2020 | Consigned equipment In your list, as per Huazhen information this unit will change to Micro Precision instead of Ming Deng for next calibration Waters will settle the calibration cost with Micro Precision directly as per HuaZhen email on 21-Feb-2020 (4.26 pm)
70 | WATERS (LC Model) | W1-16GC0008 | Digital Gram Balance - WP07 (Weighing Scale) | AND (HR-200) | HR-200 | 12333783 (93372) | MING DENG Micro Precision | 6 | 08/11/2019 | 08/05/2020 | Consigned equipment In your list, as per Huazhen information this unit will change to Micro Precision instead of Ming Deng for next calibration Waters will settle the calibration cost with Micro Precision directly as per HuaZhen email on 21-Feb-2020 (4.26 pm)
71 | WATERS (LC Model) | W1-16GC0011 | Digital Gram Balance - WP07 (Weighing Scale) | AND (HR-200) | HR-200 | 12333730 (93370) | MING DENG Micro Precision | 6 | 08/11/2019 | 08/05/2020 | Consigned equipment In your list, as per Huazhen information this unit will change to Micro Precision instead of Ming Deng for next calibration Waters will settle the calibration cost with Micro Precision directly as per HuaZhen email on 21-Feb-2020 (4.26 pm)
72 | WATERS (LC Model) | W1-16GC0014 | Digital Gram Balance - WP07 (Weighing Scale) | AND (HR-200) | HR-200 | 12316088 (90966) | MING DENG Micro Precision | 6 | 02/01/2020 | 02/07/2020 | Consigned equipment In your list, as per Huazhen information this unit will change to Micro Precision instead of Ming Deng for next calibration Waters will settle the calibration cost with Micro Precision directly as per HuaZhen email on 21-Feb-2020 (4.26 pm)
73 | WATERS (LC Model) | W1-16GC0068 | Digital Gram Balance - WP07 (Weighing Scale) | AND (HR-200) | HR-200 | 12336767(94322) | MING DENG Micro Precision | 6 | 02/01/2020 | 02/07/2020 | Consigned equipment In your list, as per Huazhen information this unit will change to Micro Precision instead of Ming Deng for next calibration Waters will settle the calibration cost with Micro Precision directly as per HuaZhen email on 21-Feb-2020 (4.26 pm)
74 | WATERS (LC Model) | W1-16GC0017 | Digital Process Indicators | CHROMA | DP81R-SER-DC2 | 09030136 | SGS Micro Precision | 12 | 03/01/2020 | 03/01/2021 | Consigned equipment In your list, will change to Micro Precision for calibration instead of SGS as per HuaZhen email list Waters will settle the calibration cost with Micro Precision directly as per HuaZhen email on 21-Feb-2020 (4.26 pm)
75 | WATERS (LC Model) | W1-16GC0018 | Digital Process Indicator C/W Probe | Omega | DP 80 | TE83013-2 (10060165) | SGS Micro Precision | 12 | 26/06/2019 | 26/06/2020 | Consigned equipment In your list, will change to Micro Precision for calibration instead of SGS as per HuaZhen email list Waters will settle the calibration cost with Micro Precision directly as per HuaZhen email on 21-Feb-2020 (4.26 pm)
Prepared by Venture
Name : Lee Kwang Quek
Signature :
Designation : Technician
Date :

## Venture wo payment original
Waters consigned equipment, Total : 89 items (Without Payment) | [10 empty] | Date : 07-Dec-2018
NO | LOCATION | EQUIPMENT ID | EQUIPMENT NAME | MANUFACTURER | MODEL | MANUFACTURER SERIAL NO | CALIBRATION SOURCE / PM SOURCE | CALIBRATION CYCLE / PM CYCLE | LAST CALIBRATION / LAST PM | NEXT CALIBRATION / NEXT PM | REMARK
1 | WATERS (RACAL TESTER) | PWAT-16GC0001 | DC Electronic Load mainframe | HEWLETT PACKARD | 6050A | 3312A02661 | Micro Precision | 12 | 03/05/2018 | 03/05/2019 | Waters USA Consign equipment mainframe for verify only.
2 | WATERS (GTS TESTER) | PWAT-16GC0032 | MPS MAINFRAME | HEWLETT PACKARD | 66000A | US35221282 | Micro Precision | 12 | 03/05/2018 | 03/05/2019 | Waters USA Consign equipment mainframe for verify only.
3 | WATERS (GTS TESTER) | PWAT-16GC0037 | Prog. Resistance Card | Geotest | GX1164-01 | 11640209 (95750) | ESSCO | 24 | 04/05/2017 | 04/05/2019 | Waters USA Consign equipment Waters will consigned another card for replacement and will collect back the current due item and send for cailbration
4 | WATERS (CLEAN ROOM) | W1-17GC0095 | Leak Detector | Leybold | PhoenixL 300i | 90001301209 | LEYBOLD | 15 | 29/06/2018 | 29/09/2019 | Consigned Equipment We will informed Waters to arrange Supplier come for onsite calibration and Waters will pay directly to Supplier
5 | WATERS | W1-16GC0001 | Acquity SDS Automated Test Station | WATERS | NA | TE82943-20 | VENTURE | 12 | 10/10/2018 | 10/10/2019 | Consigned equipment
6 | WATERS | W1-16GC0003 | TUV Detector | WATERS | 186015031 | G15TUV600A (ID#92110) | VENTURE | 12 | 10/10/2018 | 10/10/2019 | Consigned equipment
7 | WATERS | W1-16GC0004 | Acquity SDS Automated Test Station | WATERS | NA | TE82943-19 | VENTURE | 12 | 12/10/2018 | 12/10/2019 | Consigned equipment
8 | WATERS | W1-16GC0006 | TUV Detector | WATERS | 186015031 | G15TUV599A (ID#92099) | VENTURE | 12 | 12/10/2018 | 12/10/2019 | Consigned equipment
9 | WATERS | W1-16GC0007 | Acquity SDS Automated Test Station | WATERS | NA | TE82943-21 | VENTURE | 12 | 11/10/2018 | 11/10/2019 | Consigned equipment
10 | WATERS | W1-16GC0009 | TUV Detector | WATERS | 186015031 | G15TUV601A (ID#92098) | VENTURE | 12 | 11/10/2018 | 11/10/2019 | Consigned equipment
11 | WATERS | W1-16GC0010 | Acquity SDS Automated Test Station | WATERS | NA | TE82943-22 | VENTURE | 12 | 12/10/2018 | 12/10/2019 | Consigned equipment
12 | WATERS | W1-16GC0012 | TUV Detector | WATERS | 186015031 | G15TUV584A (ID#92096) | VENTURE | 12 | 12/10/2018 | 12/10/2019 | Consigned equipment
13 | WATERS | W1-16GC0013 | Acquity SDS Automated Test Station | WATERS | NA | TE82943-1 | VENTURE | 12 | 11/10/2018 | 11/10/2019 | Consigned equipment
14 | WATERS | W1-16GC0015 | TUV Detector | WATERS | 800000204 | A09UPT639R (ID#93062) | VENTURE | 12 | 11/10/2018 | 11/10/2019 | Consigned equipment
15 | WATERS | W1-16GC0020 | Electrical Safety Analyzer | Chroma | 19032 | 19032G400264 (ID#93467) | VENTURE | 12 | 10/08/2018 | 10/08/2019 | Consigned equipment. Will do calibration with PM at yearly
16 | WATERS | W1-16GC0021 | Electrical Safety Analyzer | QuadTech | Guardian 6000 | 7312754 (ID#91356) | VENTURE | 12 | 08/11/2018 | 08/11/2019 | Consigned equipment. Will do calibration with PM at yearly
17 | WATERS | W1-16GC0022 | Electrical Safety Analyzer | QuadTech | Guardian 6000 | 5278621 (ID#91693) | VENTURE | 12 | 26/01/2018 | 26/01/2019 | Consigned equipment. Will do calibration with PM at yearly
18 | WATERS | W1-16GC0023 | Electrical Safety Analyzer | QuadTech | 6000 Plus | 11173729 (ID#91890) | VENTURE | 12 | 14/03/2018 | 14/03/2019 | Consigned equipment. Will do calibration with PM at yearly
19 | WATERS | W1-16GC0024 | 515 HPLC PUMP | WATERS | WAT207000 | D11515058A | VENTURE | 12 | 29/03/2018 | 29/03/2019 | Consigned equipment
20 | WATERS | W1-16GC0025 | 515 HPLC PUMP | WATERS | WAT207000 | D11515059A | VENTURE | 12 | 29/03/2018 | 29/03/2019 | Consigned equipment
21 | WATERS | W1-16GC0026 | 1525 Binary HPLC Pump | WATERS | 800000146 | C0925P516R | FLEXTRONICS | 12 | 03/05/2018 | 03/05/2019 | Consigned equipment
22 | WATERS | W1-16GC0027 | 1525 Binary HPLC Pump | WATERS | 800000146 | G0925P662R | FLEXTRONICS | 12 | 10/05/2018 | 10/05/2019 | Consigned equipment
23 | WATERS | W1-16GC0028 | Actuator Homing Box | WATERS | NA | TE83076-1 | VENTURE | 12 | 29/10/2018 | 29/10/2019 | Consigned equipment
24 | WATERS | W1-16GC0029 | I-Class BSM | WATERS | 800000240 | B08UPB497R (ID#91968) | VENTURE | 12 | 05/10/2018 | 05/10/2019 | Consigned equipment
25 | WATERS | W1-16GC0030 | ACQUITY UPLC CM-A | WATERS | 186015043 | D11CMP976N (ID#82516) | VENTURE | 12 | 05/10/2018 | 05/10/2019 | Consigned equipment
26 | WATERS | W1-16GC0031 | UPLC TUV Detector | WATERS | 800000204 | A10UPT391R (ID#91844) | FLEXTRONICS | 12 | 05/10/2018 | 05/10/2019 | Consigned equipment
27 | WATERS | W1-16GC0032 | I-Class BSM | WATERS | 800000240 | A11UPB494R (ID#91967) | VENTURE | 12 | 07/10/2018 | 07/10/2019 | Consigned equipment
28 | WATERS | W1-16GC0033 | ACQUITY UPLC CM-A | WATERS | 186015043 | D11CMP975N (ID#82517) | VENTURE | 12 | 05/10/2018 | 05/10/2019 | Consigned equipment
29 | WATERS | W1-16GC0034 | UPLC TUV Detector | WATERS | 800000204 | A10UPT477R (ID#91847) | FLEXTRONICS | 12 | 05/10/2018 | 05/10/2019 | Consigned equipment
30 | WATERS | W1-16GC0035 | I-Class BSM | WATERS | 186015000 | E09UPB549R (ID#82514) | VENTURE | 12 | 12/10/2018 | 12/10/2019 | Consigned equipment
31 | WATERS | W1-16GC0036 | ACQUITY UPLC CM-A | WATERS | 186015043 | D11CMP980N (ID#82518) | VENTURE | 12 | 10/10/2018 | 10/10/2019 | Consigned equipment
32 | WATERS | W1-16GC0037 | UPLC TUV Detector | WATERS | 800000204 | L09UPT295R (ID#91854) | FLEXTRONICS | 12 | 10/10/2018 | 10/10/2019 | Consigned equipment
33 | WATERS | W1-16GC0038 | I-Class BSM | WATERS | 186015000 | L10UPB377R (ID#82515) | VENTURE | 12 | 11/10/2018 | 11/10/2019 | Consigned equipment
34 | WATERS | W1-16GC0039 | ACQUITY UPLC CM-A | WATERS | 186015043 | D11CMP978N (ID#82519) | VENTURE | 12 | 10/10/2018 | 10/10/2019 | Consigned equipment
35 | WATERS | W1-16GC0040 | UPLC TUV Detector | WATERS | 800000204 | B10UPT530R (ID#91850) | FLEXTRONICS | 12 | 09/10/2018 | 09/10/2019 | Consigned equipment
36 | WATERS | W1-16GC0041 | I-Class BSM | WATERS | 186015000 | G09UPB973R (ID#91846) | VENTURE | 12 | 02/01/2018 | 02/01/2019 | Consigned equipment
37 | WATERS | W1-16GC0042 | ACQUITY UPLC CM-A | WATERS | 186015043 | D11CMP922N (ID#82512) | VENTURE | 12 | 29/12/2017 | 29/12/2018 | Consigned equipment
38 | WATERS | W1-16GC0043 | UPLC TUV Detector | WATERS | 800000204 | A09UPT635R (ID#91404) | FLEXTRONICS | 12 | 29/12/2017 | 29/12/2018 | Consigned equipment
39 | WATERS | W1-16GC0044 | I-Class BSM | WATERS | 186015000 | G09UPB976R (ID#91849) | VENTURE | 12 | 30/12/2017 | 30/12/2018 | Consigned equipment
40 | WATERS | W1-16GC0045 | ACQUITY UPLC CM-A | WATERS | 186015043 | D11CMP973N (ID#82510) | VENTURE | 12 | 29/12/2017 | 29/12/2018 | Consigned equipment
41 | WATERS | W1-16GC0046 | UPLC TUV Detector | WATERS | 186015028 | G05UPT009N (ID#91405) | FLEXTRONICS | 12 | 29/12/2017 | 29/12/2018 | Consigned equipment
42 | WATERS | W1-16GC0047 | I-Class BSM | WATERS | 186015000 | J10UPB055R (ID#91855) | VENTURE | 12 | 31/12/2017 | 31/12/2018 | Consigned equipment
43 | WATERS | W1-16GC0048 | ACQUITY UPLC CM-A | WATERS | 186015043 | D11CMP924N (ID#82513) | VENTURE | 12 | 29/12/2017 | 29/12/2018 | Consigned equipment
44 | WATERS | W1-16GC0049 | ACQUITY UPLC TUV Detector | WATERS | 186015031 | F10TUV144A (ID#91484) | FLEXTRONICS | 12 | 15/01/2018 | 15/01/2019 | Consigned equipment
45 | WATERS | W1-16GC0050 | I-Class BSM | WATERS | 186015000 | G09UPB980R (ID#91852) | VENTURE | 12 | 03/01/2018 | 03/01/2019 | Consigned equipment
46 | WATERS | W1-16GC0051 | ACQUITY UPLC CM-A | WATERS | 186015043 | D11CMP983N (ID#82511) | VENTURE | 12 | 29/12/2017 | 29/12/2018 | Consigned equipment
47 | WATERS | W1-16GC0052 | ACQUITY UPLC TUV Detector | WATERS | 186015031 | F10TUV143A (ID#91483) | FLEXTRONICS | 12 | 11/01/2018 | 11/01/2019 | Consigned equipment
48 | WATERS | W1-16GC0053 | BSM | WATERS | 800000240 | F08UPB669R | WATERS | 12 | 19/04/2018 | 19/04/2019 | Consigned equipment
49 | WATERS | W1-16GC0054 | SM | WATERS | 800000277 | F08UPA229R | WATERS | 12 | 19/04/2018 | 19/04/2019 | Consigned equipment
50 | WATERS | W1-16GC0055 | TUV Detector | WATERS | 800000204 | G08UPT373R | WATERS | 12 | 19/04/2018 | 19/04/2019 | Consigned equipment
51 | WATERS | W1-16GC0056 | Column Manager Aux | WATERS | 186015049 | C11CMX315N | VENTURE | 12 | 05/09/2018 | 05/09/2019 | Consigned equipment
52 | WATERS | W1-16GC0057 | Column Manager | WATERS | 186010543 | A11CMP554N | VENTURE | 12 | 05/09/2018 | 05/09/2019 | Consigned equipment
53 | WATERS | W1-16GC0058 | Column Manager Aux | WATERS | 186015049 | M11CMX180G | VENTURE | 12 | 05/09/2018 | 05/09/2019 | Consigned equipment
54 | WATERS | W1-16GC0059 | Column Manager | WATERS | 186015043 | B12CMP296G | VENTURE | 12 | 05/09/2018 | 05/09/2019 | Consigned equipment
55 | WATERS | W1-16GC0060 | UPLC TUV Detector | WATERS | 186015031 | G15TUV597A (ID#92097) | VENTURE | 12 | 12/10/2018 | 12/10/2019 | Consigned equipment
56 | WATERS | W1-16GC0061 | CPSM Metering Syringe Tester | WATERS | LAC/E 32 | TE83006-2 | VENTURE | 12 | 02/01/2018 | 02/01/2019 | Consigned equipment
57 | WATERS | W1-16GC0062 | RTZ TESTER-2 | WATERS | NA | TE82995-2 | VENTURE | 12 | 16/01/2018 | 16/01/2019 | Consigned equipment
58 | WATERS | W1-16GC0063 | RTZ TESTER-3 | WATERS | NA | TE82995-3 | VENTURE | 12 | 16/01/2018 | 16/01/2019 | Consigned equipment
59 | WATERS | W1-16GC0064 | FTN BEZEL TESTER | WATERS | NA | TE83084-2 | VENTURE | 12 | 31/08/2018 | 31/08/2019 | Consigned equipment
60 | WATERS | W1-16GC0065 | Alliance Column Heater/Cooler | WATERS | LAC/E 32 | TE82774-2 | VENTURE | 12 | 15/10/2018 | 15/10/2019 | Consigned equipment
61 | WATERS | W1-16GC0066 | Alliance Column Heater/Cooler | WATERS | LAC/E 32 | TE82774-3 | VENTURE | 12 | 15/10/2018 | 15/10/2019 | Consigned equipment
62 | WATERS | W1-16GC0067 | Acquity SDS Automated Test Station | WATERS | NA | TE82943-24 | VENTURE | 12 | 12/10/2018 | 12/10/2019 | Consigned equipment
63 | WATERS | W1-16GC0092 | Temperature Control Module ll Final Tester | WATERS | NA | TE82818 | VENTURE | 12 | 28/02/2018 | 2019-02-28 | Consigned equipment
64 | WATERS | W1-17GC0094 | 600 Controller Tester | WATERS | N/A | TE82824 | VENTURE | 12 | 02/01/2018 | 02/01/2019 | Consigned equipment
65 | WATERS | W1-17GC0097 | Lamp Alignment Station | WATERS | LAC/E 32 | TE83029-1 | VENTURE | 12 | 03/01/2018 | 03/01/2019 | Consigned equipment
66 | WATERS | W1-17GC0098 | FLR Optics Bench Alignment Station | WATERS | LAC/E 32 | TE83032-1 | VENTURE | 12 | 03/01/2018 | 03/01/2019 | Consigned equipment
67 | WATERS | W1-17GC0099 | 2475 Optics Bench Alignment Station | WATERS | LAC/E 32 | TE83031-1 | VENTURE | 12 | 03/01/2018 | 03/01/2019 | Consigned equipment
68 | WATERS | W1-17GC0100 | Detector Firmware & Serial Number Download Station | WATERS | LAC/E 32 | TE82757 | VENTURE | 12 | 02/01/2018 | 02/01/2019 | Consigned equipment
69 | WATERS | W1-17GC0101 | Detector Final Test Station | WATERS | LAC/E 32 | TE82760-4 | VENTURE | 12 | 13/06/2018 | 13/06/2019 | Consigned equipment
70 | WATERS | W1-17GC0102 | Detector Final Test Station | WATERS | LAC/E 32 | TE82760-5 | VENTURE | 12 | 13/06/2018 | 13/06/2019 | Consigned equipment
71 | WATERS | W1-17GC0103 | Column Manager Test System, Empower Work Station | WATERS | LAC/E 32 | TE82984-1 | VENTURE | 12 | 13/06/2018 | 13/06/2019 | Consigned equipment
72 | WATERS | W1-17GC0104 | Column Manager Empower Work Station | WATERS | LAC/E 32 | TE82987-1 | VENTURE | 12 | 13/06/2018 | 13/06/2019 | Consigned equipment
73 | WATERS | W1-17GC0105 | Acquity CMA Test Station | WATERS | LENOVO | TE83026-1 | VENTURE | 12 | 05/09/2018 | 05/09/2019 | Consigned equipment
74 | WATERS | W1-17GC0106 | Acquity CMA Test Station | WATERS | LAC/E 32 | TE83026-2 | VENTURE | 12 | 05/09/2018 | 05/09/2019 | Consigned equipment
75 | WATERS | W1-17GC0107 | PCM II Final Test Station | WATERS | N/A | TE82817 | VENTURE | 12 | 02/01/2018 | 02/01/2019 | Consigned equipment
76 | WATERS | W1-17GC0108 | Acquity HTCH Tester | WATERS | LAC/E 32 | TE82956-2 | VENTURE | 12 | 02/01/2018 | 02/01/2019 | Consigned equipment
77 | WATERS | W1-17GC0109 | High Temp Column Heater Test Station | WATERS | LAC/E 32 | TE83013-1 | VENTURE | 12 | 02/01/2018 | 02/01/2019 | Consigned equipment
78 | WATERS | W1-17GC0110 | High Temp Column Heater Test Station | WATERS | LAC/E 32 | TE83013-2 | VENTURE | 12 | 02/01/2018 | 02/01/2019 | Consigned equipment
79 | WATERS | W1-17GC0111 | 1500 Column Heater Final Test System | WATERS | LENOVO | TE82723-3 | VENTURE | 12 | 02/01/2018 | 02/01/2019 | Consigned equipment
80 | WATERS | W1-17GC0112 | Acquity CPSM Final Test System | WATERS | LENOVO | TE83064-10 | VENTURE | 12 | 10/10/2018 | 10/10/2019 | Consigned equipment
81 | WATERS | W1-17GC0113 | Acquity CPSM Final Test System | WATERS | LENOVO | TE83064-11 | VENTURE | 12 | 10/10/2018 | 10/10/2019 | Consigned equipment
82 | WATERS | W1-17GC0114 | Acquity CPSM Final Test System | WATERS | LENOVO | TE83064-12 | VENTURE | 12 | 13/10/2018 | 13/10/2019 | Consigned equipment
83 | WATERS | W1-17GC0115 | Acquity CPSM Final Test System | WATERS | LENOVO | TE83064-13 | VENTURE | 12 | 13/10/2018 | 13/10/2019 | Consigned equipment
84 | WATERS | W1-17GC0116 | Acquity CPSM Final Test System | WATERS | LENOVO | TE83064-14 | VENTURE | 12 | 03/01/2018 | 03/01/2019 | Consigned equipment
85 | WATERS | W1-17GC0117 | Acquity CPSM Final Test System | WATERS | LENOVO | TE83064-15 | VENTURE | 12 | 02/01/2018 | 02/01/2019 | Consigned equipment
86 | WATERS | W1-17GC0118 | Acquity CPSM Final Test System | WATERS | LENOVO | TE83064-16 | VENTURE | 12 | 28/12/2017 | 28/12/2018 | Consigned equipment
87 | WATERS | W1-17GC0119 | Acquity CPSM Final Test System | WATERS | LENOVO | TE83064-17 | VENTURE | 12 | 28/12/2017 | 28/12/2018 | Consigned equipment
88 | WATERS | W1-17GC0120 | Unit Serial Number Label Printer | WATERS | LAC/E 32 | WATERSISNL1 | VENTURE | 12 | 03/04/2018 | 03/04/2019 | Consigned equipment
89 | WATERS | W1-17GC0121 | Certificate Printer | WATERS | LAC/E 32 | WATERSCOFP1 | VENTURE | 12 | 03/04/2018 | 03/04/2019 | Consigned equipment

## Flex Kallang Original
S/N | Equipment ID | Equipment Description | Manufacturer | Model | Equipment Serial Number | Interval | Calibration Date | Due Date | Active | Price USD | Remarks
1 | 196 | Digital Thermometer with Probe (K type) | Fluke | 51 II | 89280141 | 12 Months | 2018-07-23 | 2019-07-23 | Y | 59.4757
2 | 200 | Dual Wavelength Detector | Waters | 2487 | H05487264M | 12 Months | NA | NA | N | 0 | To remove permanently from cal list
3 | 201 | Dual Wavelength Detector | Waters | 2487 | H05487273M | 12 Months | NA | NA | N | 0 | To remove permanently from cal list
4 | 202 | Dual Wavelength Detector | Waters | 2487 | H05487257M | 12 Months | NA | NA | N | 0 | To remove permanently from cal list
5 | 203 | Dual Wavelength Detector | Waters | 2487 | H05487269M | 12 Months | NA | NA | N | 0 | To remove permanently from cal list
6 | 204 | Dual Wavelength Detector | Waters | 2487 | H05487256M | 12 Months | NA | NA | N | 0 | To remove permanently from cal list
7 | 205 | Dual Wavelength Detector | Waters | 2487 | H05487250M | 12 Months | NA | NA | N | 0 | To remove permanently from cal list
8 | 206 | Electronic Weigh Balance | AND | HR200 | 12305757 | 06 Months | 2018-08-28 | 2019-02-28 | Y | 53.7033
9 | 207 | Column Heater | Waters | WAT091727 | M03CHM015R | 12 Months | 2018-04-03 | 2019-04-03 | Y | 33.34
10 | 208 | Column Heater | Waters | WAT091727 | E01CHM203R | 12 Months | 2018-04-03 | 2019-04-03 | Y | 33.34
11 | 209 | Column Heater | Waters | WAT091727 | D01CHM128R | 12 Months | 2018-02-14 | 2019-02-14 | Y | 33.34
12 | 210 | Column Heater | Waters | WAT091727 | K03CHM938R | 12 Months | 2018-02-14 | 2019-02-14 | Y | 33.34
13 | 211 | Column Heater | Waters | WAT091727 | B03CHM551R | 12 Months | 2018-02-14 | 2019-02-14 | Y | 33.34
14 | 212 | Column Heater | Waters | WAT091727 | F00CHM528R | 12 Months | 2018-02-14 | 2019-02-14 | Y | 33.34
15 | 213 | Column Heater | Waters | WAT091727 | F00CHM531R | 12 Months | 2018-02-13 | 2019-02-13 | Y | 33.34
16 | 214 | Column Heater | Waters | WAT091727 | C03CHM599R | 12 Months | NA | NA | N | 0 | To remove permanently from cal list
17 | 216 | Electronic Weigh Balance | AND | HR200 | 12200404 | 06 Months | 2018-08-28 | 2019-02-28 | Y | 53.7033
18 | 217 | Electronic Weigh Balance | AND | HR200 | 12303279 | 06 Months | 2018-08-28 | 2019-02-28 | Y | 53.7033
19 | 218 | Electronic Weigh Balance | AND | HR200 | 12308385 | 06 Months | NA | NA | N | 57.8285 | To be advise from WPPL(Unit is with WPPL)
20 | 219 | Temperature Control Module | Waters | WAT091728 | J99TCM867R | 12 Months | 2018-01-24 | 2019-01-24 | Y | 33.4
21 | 220 | Temperature Control Module | Waters | WAT091728 | MX5MM4884M | 12 Months | 2018-01-26 | 2019-01-26 | Y | 33.4
22 | 221 | 1500 Series Pump Final Test Station | Waters | Pump | TE82705-2 | 06 Months | 2018-05-22 | 2018-11-22 | Y | 141.94
23 | 222 | 515 Final Test Station | Waters | Pump | TE82534 | 06 Months | 2018-05-22 | 2018-11-22 | Y | 141.94
24 | 223 | HPMV Tester | Waters | NA | TE82625-1 | 06 Months | 2018-07-17 | 2019-01-17 | Y | 141.94
25 | 224 | 2690 Pump Head Tester | Waters | NA | TE82519 | 06 Months | 2018-06-01 | 2018-12-01 | Y | 141.94
26 | 225 | Injector Seal Pack Tester | Waters | TE82503-4 | TE82503-4 | 06 Months | 2018-07-17 | 2019-01-17 | Y | 141.94
27 | 226 | Electronic Weigh Balance | AND | HR200 | 12315717 | 06 Months | 2018-08-28 | 2019-02-28 | Y | 53.7033
28 | 228 | Temperature Control Module | Waters | WAT091728 | H01TCM643M | 12 Months | 2018-01-23 | 2019-01-23 | Y | 33.4
29 | 230 | Temperature Control Module | Waters | WAT091728 | G01TCM633M | 12 Months | 2018-01-24 | 2019-01-24 | Y | 33.4
30 | 231 | Temperature Control Module | Waters | WAT091728 | MX4MM6882M | 12 Months | 2018-04-03 | 2019-04-03 | Y | 33.4
31 | 232 | Temperature Control Module | Waters | WAT091728 | MX5DM2250R | 12 Months | 2018-04-03 | 2019-04-03 | Y | 33.4
32 | 233 | Column Heater | Waters | WAT038040 | H01CHM352M | 12 Months | 2018-02-13 | 2019-02-13 | Y | 33.34
33 | 234 | Column Heater | Waters | WAT038040 | M00CHM910M | 12 Months | 2018-02-13 | 2019-02-13 | Y | 33.34
34 | 235 | Column Heater | Waters | WAT038040 | H01CHM335M | 12 Months | 2018-02-13 | 2019-02-13 | Y | 33.34
35 | 236 | Column Heater | Waters | WAT038040 | MX6JM7863M | 12 Months | 2018-02-15 | 2019-02-15 | Y | 33.34
36 | 237 | Column Heater | Waters | WAT038040 | L97CHM711M | 12 Months | 2018-02-15 | 2019-02-15 | Y | 33.34
37 | 238 | Column Heater | Waters | WAT038040 | MX6KM9444M | 12 Months | 2018-04-02 | 2019-04-02 | Y | 33.34
38 | 239 | Column Heater | Waters | WAT038040 | MX5MM5993M | 12 Months | 2018-02-15 | 2019-02-15 | Y | 33.34
39 | 240 | Dual Wavelength Detector | Waters | 2487 | L03487649M | 12 Months | NA | NA | N | 0 | To remove permanently from cal list
40 | 241 | Dual Wavelength Detector | Waters | 2487 | A01487341M | 12 Months | NA | NA | N | 0 | To remove permanently from cal list
41 | 242 | Dual Wavelength Detector | Waters | 2487 | M00487928M | 12 Months | NA | NA | N | 0 | To remove permanently from cal list
42 | 243 | Dual Wavelength Detector | Waters | 2487 | H05487259M | 12 Months | NA | NA | N | 0 | To remove permanently from cal list
43 | 244 | Column Heater | Waters | WAT038040 | MX6JM7867M | 12 Months | 2018-02-15 | 2019-02-15 | Y | 33.34
44 | 245 | Digital Multimeter | Fluke | 110 | 85730619 | 12 Months | 2018-01-05 | 2019-01-05 | Y | 53.7033
45 | 246 | Digital Multimeter | Fluke | 179 | 90240092 | 12 Months | 2018-01-31 | 2019-01-31 | Y | 53.7033
46 | 247 | Dual Wavelength Detector | Waters | 2487 | L05487886M | 12 Months | NA | NA | N | 0 | To remove permanently from cal list
47 | 248 | Dual Wavelength Detector | Waters | 2487 | B04487485M | 12 Months | NA | NA | N | 0 | To remove permanently from cal list
48 | *** 0249 | Electrical Safety Analyzer | Quadtech | Guardian 6000 | 5037655 | 12 Months | 2018-01-10 | 2019-01-10 | Y | 223.7637
49 | 250 | Dual Wavelength Detector | Waters | 2487 | L05487878M | 12 Months | NA | NA | N | 0 | To remove permanently from cal list
50 | 251 | Dual Wavelength Detector | Waters | 2487 | H05487251M | 12 Months | NA | NA | N | 0 | To remove permanently from cal list
51 | 254 | Dual Wavelength Detector | Waters | 2487 | M00487027M | 12 Months | NA | NA | N | 0 | To remove permanently from cal list
52 | 256 | Pressure Calibrator | Ametek | APC10KGINDG | 9093205 | 12 Months | 2017-09-12 | 2018-09-12 | Y | 232.0288
53 | 258 | Heater Chiller Tester | Waters | NA | TE-82620 | 12 Months | NA | NA | N | 0 | To remove permanently from cal list
54 | 259 | Injector Seal Pack Tester | Waters | TE82503-5 | TE82503-5 | 06 Months | 2018-09-01 | 2019-03-01 | Y | 141.94
55 | 277 | Dual Wavelength Detector | Waters | 2487 | A01487324M | 12 Months | NA | NA | N | 0 | To remove permanently from cal list
56 | 278 | Electronic Weigh Balance | AND | HR200 | 12316922 | 06 Months | 2018-08-28 | 2019-02-28 | Y | 53.7033
57 | 279 | High Voltage Probe | Fluke | 80K-6 | 89200011 | 12 Months | 2018-09-25 | 2019-09-25 | Y | 160.0705
58 | 280 | Clamp Meter | Kyoritsu | 2033 | 66386 | 12 Months | 2018-07-24 | 2019-07-24 | Y | 79.301
59 | 311 | Temperature Control Module | Waters | WAT091728 | E97TCM153R | 12 Months | 2018-01-24 | 2019-01-24 | Y | 33.4
60 | *** 0360 | Electrical Safety Analyzer | Quadtech | Guardian 6000 | 6069766 | 12 Months | 2017-12-04 | 2018-12-04 | Y | 220.2805
61 | 430 | Picoammeter | Keithley | 485 | 310788 | 12 Months | NA | NA | N | 252.9999 | Unit will be calibrated one month before expiry of EQID 0431 (not to be removed from calibration list)
62 | 431 | Picoammeter | Keithley | 485 | 435110 | 12 Months | 2018-03-28 | 2019-03-28 | Y | 201.3873
63 | *** 0432 | Electrical Safety Analyzer | Quadtech | Guardian 6000 Plus | 8280865 | 12 Months | 2018-10-10 | 2019-10-10 | Y | 220.2805
64 | 458 | Auto Pressure (Flowcell Tester) | Waters | NA | TE-82475-2 | 12 Months | 2018-04-11 | 2019-04-11 | Y | 141.94
65 | 481 | Liquilaz | Particle Measuring Systems | E20P | 51053 | 12 Months | 2018-08-17 | 2019-08-17 | Y | 1356.9278
66 | 497 | Electronic Weigh Balance | AND | HR200 | 12326186 | 06 Months | 2018-07-10 | 2019-01-10 | Y | 53.7033
67 | 498 | Electronic Weigh Balance | AND | HR200 | 12326300 | 06 Months | 2018-08-06 | 2019-02-06 | Y | 53.7033
68 | 499 | Electronic Weigh Balance | AND | HR200 | 12324733 | 06 Months | 2018-07-10 | 2019-01-10 | Y | 53.7033
69 | 500 | Electronic Weigh Balance | AND | HR200 | 12326184 | 06 Months | NA | NA | N | 53.7033 | Unit still under repair and will be calibrated once returned (not to be removed from calibration list)
70 | 501 | Electronic Weigh Balance | AND | HR200 | 12326187 | 06 Months | 2018-07-10 | 2019-01-10 | Y | 53.7033
71 | 502 | Electronic Weigh Balance | AND | HR200 | 12326180 | 06 Months | 2018-07-10 | 2019-01-10 | Y | 53.7033
72 | 503 | Electronic Weigh Balance | AND | HR200 | 12326190 | 06 Months | 2018-07-10 | 2019-01-10 | Y | 53.7033
73 | 504 | Electronic Weigh Balance | AND | HR200 | 12326279 | 06 Months | 2018-08-06 | 2019-02-06 | Y | 53.7033
74 | 572 | Electrical Safety Analyzer | Quadtech | Guardian 6000 | 1140660 | 12 Months | NA | NA | N | 0 | To remove permanently from cal list
75 | 592 | Torque Wrench | Snap-on | QD2R1000 | 1009032663 | 06 Months | 2018-08-21 | 2019-02-21 | Y | 47.7363
76 | 593 | Torque Wrench | Utica | TCI-150RA | QK9842 | 06 Months | NA | NA | N | 0 | To remove permanently from cal list
77 | 594 | Dial Depth Gauge | Mitutoyo | 2904S / 7217S | LQY537 / 000943 | 06 Months | 2018-08-28 | 2019-02-28 | Y | 23.8681
78 | 595 | Dial Indicator | Mitutoyo | 2514S | JDY576 | 06 Months | 2018-08-21 | 2019-02-21 | Y | 17.9011
79 | 597 | Mass Flow Meter | AALBORG | GFM17 | 170609-1 | 12 Months | 2018-07-19 | 2019-07-19 | Y | 286.3646
80 | 619 | SmartLink | Keithley | KNM-RTD32 | 693213 | 5 Year | NA | NA | N | 200.7784
81 | 631 | BSM/QSM Tester | Waters | TE-82943 | TE-82943-18 | 12 Months | 2018-01-05 | 2019-01-05 | Y | 15.79
82 | 632 | BSM/QSM Tester | Waters | TE-82943 | TE-82943-17 | 12 Months | 2018-01-05 | 2019-01-05 | Y | 15.79
83 | 633 | BSM/QSM Tester | Waters | TE-82943 | TE-82943-16 | 12 Months | 2018-01-05 | 2019-01-05 | Y | 15.79
84 | 634 | BSM/QSM Tester | Waters | TE-82943 | TE-82943-15 | 12 Months | 2018-01-05 | 2019-01-05 | Y | 15.79
85 | 635 | BSM/QSM Tester | Waters | TE-82943 | TE-82943-14 | 12 Months | 2018-01-05 | 2019-01-05 | Y | 15.79
86 | 636 | BSM/QSM Tester | Waters | TE-82943 | TE-82943-13 | 12 Months | 2018-01-05 | 2019-01-05 | Y | 15.79
87 | 637 | BSM/QSM Tester | Waters | TE-82943 | TE-82943-12 | 12 Months | 2018-01-05 | 2019-01-05 | Y | 15.79
88 | 638 | BSM/QSM Tester | Waters | TE-82943 | TE-82943-11 | 12 Months | 2018-01-05 | 2019-01-05 | Y | 15.79
89 | 670 | Dual Wavelength Detector | Waters | TUV Detector | M09UPT364A | 12 Months | 2018-03-02 | 2019-03-02 | Y | 105.29
90 | 671 | Dual Wavelength Detector | Waters | TUV Detector | M09UPT361A | 12 Months | 2018-05-04 | 2019-05-04 | Y | 105.29
91 | 672 | Dual Wavelength Detector | Waters | TUV Detector | K09UPT215A | 12 Months | 2018-05-03 | 2019-05-03 | Y | 105.29
92 | 673 | Dual Wavelength Detector | Waters | TUV Detector | M09UPT362A | 12 Months | 2018-04-20 | 2019-04-20 | Y | 105.29
93 | 674 | Dual Wavelength Detector | Waters | TUV Detector | M09UPT363A | 12 Months | 2018-04-21 | 2019-04-21 | Y | 105.29
94 | 675 | Dual Wavelength Detector | Waters | TUV Detector | M09UPT360A | 12 Months | 2018-05-04 | 2019-05-04 | Y | 105.29
95 | 676 | Dual Wavelength Detector | Waters | TUV Detector | M09UPT359A | 12 Months | 2018-04-21 | 2019-04-21 | Y | 105.29
96 | 677 | Dual Wavelength Detector | Waters | TUV Detector | M09UPT366A | 12 Months | 2018-04-21 | 2019-04-21 | Y | 105.29
97 | 877 | Torque Wrench | Snap-on | QD1R200 | 408302147 | 06 Months | 2018-08-21 | 2019-02-21 | Y | 47.7363
98 | 1109 | Dual Wavelength Detector | Waters | TUV Detector | K05UPT479M | 12 Months | 2018-02-05 | 2019-02-05 | Y | 105.29
99 | 1350 | Flow Meter | Blue-White | F-40377LN-8 | 1309 | 12 Months | NA | NA | N | 0 | To remove permanently from cal list
100 | 1394 | 2489 UV / Visible Detector | Waters | 186248900 | H1387E726A | 12 Months | 2018-06-13 | 2019-06-13 | Y | 105.29
101 | 1395 | 2489 UV / Visible Detector | Waters | 186248900 | H1387E727A | 12 Months | 2018-07-11 | 2019-07-11 | Y | 105.29
102 | 1396 | 2489 UV / Visible Detector | Waters | 186248900 | H1387E728A | 12 Months | 2018-06-28 | 2019-06-28 | Y | 105.29
103 | 1397 | 2489 UV / Visible Detector | Waters | 186248900 | H1387E729A | 12 Months | 2018-07-19 | 2019-07-19 | Y | 105.29
104 | 1398 | 2489 UV / Visible Detector | Waters | 186248900 | H1387E730A | 12 Months | 2018-07-12 | 2019-07-12 | Y | 105.29
105 | 1399 | 2489 UV / Visible Detector | Waters | 186248900 | H1387E731A | 12 Months | 2018-06-12 | 2019-06-12 | Y | 105.29
106 | 1400 | 2489 UV / Visible Detector | Waters | 186248900 | H1387E732A | 12 Months | 2018-06-12 | 2019-06-12 | Y | 105.29
107 | 1401 | 2489 UV / Visible Detector | Waters | 186248900 | H1387E733A | 12 Months | 2018-06-13 | 2019-06-13 | Y | 105.29
108 | 1402 | 2489 UV / Visible Detector | Waters | 186248900 | H1387E734A | 12 Months | 2018-07-19 | 2019-07-19 | Y | 105.29
109 | 1403 | 2489 UV / Visible Detector | Waters | 186248900 | H1387E735A | 12 Months | 2018-07-11 | 2019-07-11 | Y | 105.29
110 | 1404 | 2489 UV / Visible Detector | Waters | 186248900 | H1387E736A | 12 Months | 2018-06-21 | 2019-06-21 | Y | 105.29
111 | 1405 | 2489 UV / Visible Detector | Waters | 186248900 | H1387E737A | 12 Months | 2018-07-12 | 2019-07-12 | Y | 105.29
112 | 1428 | 2489 UV / Visible Detector | Waters | 186248900 | H1387E710A | 12 Months | 2018-07-11 | 2019-07-11 | Y | 105.29
113 | 1429 | 2489 UV / Visible Detector | Waters | 186248900 | D1387E759A | 12 Months | 2018-04-10 | 2019-04-10 | Y | 105.29
114 | 1430 | 2489 UV / Visible Detector | Waters | 186248900 | D1387E763A | 12 Months | 2018-04-11 | 2019-04-11 | Y | 105.29
115 | 1431 | 2489 UV / Visible Detector | Waters | 186248900 | D1387E765A | 12 Months | 2018-04-12 | 2019-04-12 | Y | 105.29
116 | 1432 | 2489 UV / Visible Detector | Waters | 186248900 | D1387E766A | 12 Months | 2018-04-06 | 2019-04-06 | Y | 105.29
117 | 1433 | 2489 UV / Visible Detector | Waters | 186248900 | C1387E135M | 12 Months | 2018-04-12 | 2019-04-12 | Y | 105.29
118 | *** 1492 | Electrical Safety Analyzer | Chroma | 19032 | 19032G000182 | 12 Months | 2017-11-09 | 2018-11-09 | Y | 220.2805
119 | 1515 | 2489 UV / Visible Detector | WATERS | 186248900 | B1587E607A | 12 Months | 2018-02-15 | 2019-02-15 | Y | 105.29
120 | 1516 | 2489 UV / Visible Detector | WATERS | 186248900 | B1587E608A | 12 Months | 2018-02-15 | 2019-02-15 | Y | 105.29
121 | 1519 | 2489 UV / Visible Detector | WATERS | 186248900 | B1587E609A | 12 Months | 2018-02-15 | 2019-02-15 | Y | 105.29
122 | 1520 | 2489 UV / Visible Detector | WATERS | 186248900 | B1587E610A | 12 Months | 2018-02-20 | 2019-02-20 | Y | 105.29
123 | 1577 | Macbeth Lighting | X-Rite | Judge II | C61093261217 | 12 Months | 2018-09-12 | 2019-09-12 | Y | 807.6951
124 | 1781 | Column Heater | WATERS | WAT091727 | C13CHM795R | 12 Months | 2018-07-20 | 2019-07-20 | Y | 33.34
125 | 1782 | Column Heater | WATERS | WAT091727 | D12CHM299R | 12 Months | 2018-07-20 | 2019-07-20 | Y | 33.34
126 | 1783 | Column Heater | WATERS | WAT091727 | K14CHM398R | 12 Months | 2018-07-20 | 2019-07-20 | Y | 33.34
127 | 1784 | Column Heater | WATERS | WAT091727 | L14CHM438R | 12 Months | 2018-07-20 | 2019-07-20 | Y | 33.34
128 | 1787 | Column Heater | WATERS | WAT091727 | D15CHM641R | 12 Months | 2018-07-20 | 2019-07-20 | Y | 33.34
129 | 2035 | Electronic Weigh Balance | AND | HR200 | 12336741 | 06 Months | 2018-05-15 | 2018-11-15 | Y | 53.7033
130 | 2092 | Electronic Weigh Balance | AND | HR-200 | 12337042 | 06 Months | NA | NA | N | 57.8285 | To be advise from WPPL (Unit is with WPPL)
131 | 2094 | Load Box | Chroma | S14-03 | 14354695 | 12 Months | 2018-04-18 | 2019-04-18 | Y | 89.5055
132 | 2095 | Load Box | Chroma | S14-03 | 14354681 | 12 Months | 2018-04-18 | 2019-04-18 | Y | 89.5055
133 | 2096 | Load Box | Chroma | S14-03 | 14354691 | 12 Months | 2018-04-26 | 2019-04-26 | Y | 89.5055
134 | 2097 | Load Box | Chroma | S14-03 | 7322788 | 12 Months | 2018-04-25 | 2019-04-25 | Y | 89.5055
135 | 2217 | Benchtop Measuring Machine | Quality Vision International | StarLite 150 | RSL1002609 | 12 Months | 2018-04-25 | 2019-04-24 | Y | Calibrated by WPPL vendor
136 | 2346 | Temperature Control Module 2 | Waters | 186002441 | A18TC2481G | 12 Months | 2018-01-29 | 2019-01-29 | Y | Calibrated by WATERS
137 | 2347 | Temperature Control Module 2 | Waters | 186002441 | B18TC2495G | 12 Months | 2018-02-06 | 2019-02-06 | Y | Calibrated by WATERS
138 | 2348 | 2489 UV / Visible Detector | Waters | 186248900 | C1887E101A | 12 Months | 2018-03-21 | 2019-03-21 | Y | Initial Release Covered Flex FT
139 | 2349 | 2489 UV / Visible Detector | Waters | 186248900 | C1887E103A | 12 Months | 2018-03-21 | 2019-03-21 | Y | Initial Release Covered Flex FT
140 | 2350 | 2489 UV / Visible Detector | Waters | 186248900 | C1887E106A | 12 Months | 2018-03-20 | 2019-03-20 | Y | Initial Release Covered Flex FT
141 | 2351 | 2489 UV / Visible Detector | Waters | 186248900 | D1887E275A | 12 Months | 2018-04-09 | 2019-04-09 | Y | Initial Release Covered Flex FT
142 | 2352 | Column Heater Module | Waters | WAT038040 | M17CHM834M | 12 Months | 2018-06-13 | 2019-06-13 | Y | Calibrated by WATERS
143 | 2353 | Column Heater Module | Waters | WAT038040 | M17CHM835M | 12 Months | 2018-06-13 | 2019-06-13 | Y | Calibrated by WATERS
144 | 2354 | Column Heater Module | Waters | WAT038040 | M17CHM839M | 12 Months | 2018-06-13 | 2019-06-13 | Y | Calibrated by WATERS
145 | 2355 | Column Heater Module | Waters | WAT038040 | M17CHM840M | 12 Months | 2018-06-13 | 2019-06-13 | Y | Calibrated by WATERS

## Flex Senai Original
[7 empty] | 3.98 | 1.34
S/N | Equipment ID | Equipment Description | Manufacturer | Equipment Serial Number | Customer ID | Due Date | Price in MYR | Price in SGD | Price in USD
1 | S0168 | Universal Front End Tester | Keithley | 704826 | 95030 | 2018-07-22 | 1279.33 |  | 321.4397
2 | S0169 | Universal Front End Tester | Keithley | 796741 | 90274 | 2018-03-21 | 1279.33 |  | 321.4397
3 | S0170 | Universal Front End Tester | National Instrument | 1347EFD | NA | 2018-03-15 |  | 650 | 485.0746
4 | S0171 | PIC Charge Amp Tester | National Instrument | 130A201 | NA | 2019-03-02 |  | 840 | 626.8657
5 | S0199 | Power SMU | National instrument | 1459564 | NA | 2018-12-07 |  | 650 | 485.0746
6 | S0200 | M Series Multifunction DAQ | National Instrument | 145DF2F | NA | 2018-12-06 |  | 650 | 485.0746
7 | S0201 | M Series Multifunction DAQ | National Instrument | 145DF16 | NA | 2018-12-06 |  | 650 | 485.0746
8 | S0202 | Digital Phosphor Oscilloscope | Tektronix | C0110786 | 95156 | 2018-11-19 | 600 |  | 150.7538
9 | S0203 | Function / Arbitrary Waveform Generator | Agilent | MY44043984 | 95156 | 2018-11-19 | 550 |  | 138.191
10 | S0204 | Digital Multimeter | Agilent | MY48002718 | 95157 | 2018-11-19 | 1500 |  | 376.8844
11 | S0205 | Mainframe / Electronic Load Module | Chroma | 631400009104/ 631030017035/ 631030017265/ 631030017021/ 63103A000083 | NA | 2018-11-19 | 250 |  | 62.8141
12 | S0206 | DC Power Supply | TDK Lambda | 95162 | 95162 | 2018-11-19 | 250 |  | 62.8141
13 | S0207 | DC Power Supply | TDK Lambda | 95163 | 95163 | 2018-11-19 | 250 |  | 62.8141
14 | S0208 | DC Power Supply | TDK Lambda | 95179 | 95179 | 2018-11-20 | 250 |  | 62.8141
15 | S0209 | DC Power Supply | TDK Lambda | 95141 | 95141 | 2018-11-20 | 250 |  | 62.8141
16 | S0210 | DC Power Supply | TDK Lambda | 95178 | 95178 | 2018-11-20 | 250 |  | 62.8141
| S0211 | DC Power Supply | TDK Lambda | 95142 | 95142 | 2019-11-14 | 175 |  | 43.9698
| S0645 | Source Measure Units | Keithley | 0810603 | NA | 2019-05-22

## CEI original
Calibration masterlist
P.T. SURYA TEKNOLOGI |  |  |  |  | Coordinator : Meryl | Trigger 2 weeks advance alert: | 2020-06-12 | Current date: | 2020-05-29 17:50
Test Department
S/N | Location | Description | Brand | Model | Serial Number | Date Calibrated | Calibration Due Date | Report Number | Calibrated By | Interval | Buy / consign | Remark [Trigger Packed for shipment date ]
1 | Racal system | Keithley Source Measurement Unit #1 | Keithley | 236 | 782275 | 2018-02-07 | 2019-02-07 | 0782275:20180207193703 | Tektronix Southeast Asia Pte. Ltd | Yearly | Replacement unit from Waters Paul
2 | TE82934-2 RF box | 20MHz Function Arbitrary Waveform Generator | Agilent Technologies | 33220A | MY44015741 | 2017-12-14 | 2018-12-14 | CEI/ 1995 | Tech systems Services & integration | Yearly | Waters consigned
3 | WAT3 Micromass ID#3456 | Agilent 61/2 Digit Multimeter | Agilent Technologies | 34411A | MY48000677 | 2018-01-29 | 2019-01-29 | CEI / 2040 | Tech systems Services & integration | Yearly | Waters consigned
4 | WAT3 Micromass ID#3454 | 20MHz Function Arbitrary Waveform Generator | Agilent Technologies | 33220A | MY44026448 | 2018-01-26 | 2019-01-26 | CEI / 2041 | Tech systems Services & integration | Yearly | Waters consigned
5 | WAT8 5053 (TE82988-5) Quad Test (WA-4748/4809/4763/4764/4765 | 6½ DIGITAL MULTIMETER | Agilent Tech | 34411A | MY48002511 | 2018-03-23 | 2019-03-23 | CEI / 2066 | Tech systems Services & integration | Yearly | Waters consigned | replacement unit from Raymond no cal report given
6 | WAT8 Micromass 3192 | 4 CH 500MHz OSCILLOSCOPE | Tektronix | TDS3054B | B040453 | 2018-04-17 | 2019-04-17 | 10446768 / 1.1 | SGS Testing & Control services singapore Pte Ltd | Yearly | Waters consigned
7 | GTS2 82988-9 ID# | DC Electronic Load Main Frame 8 Channel | Chroma | 6314A |  | 2018-04-26 | 2019-04-26 |  | Tech systems Services & integration |  | `
8 | GTS2 82988-9 ID# 93168 | DC Electronic Load 6A/60A/80V 300W | Chroma | 63103A | 63103A005460 | 2018-04-26 | 2019-04-26 | CEI / 2082 | Tech systems Services & integration | Yearly | Waters consigned
9 | GTS2_ 82988-9 ID# 93178 | DC Electronic Load 6A/60A/80V 300W | Chroma | 63103A | 63103A005457 | 2018-04-26 | 2019-04-26 | CEI / 2083 | Tech systems Services & integration | Yearly | Waters consigned
10 | GTS2 82988-9 ID# 93179 | DC Electronic Load 6A/60A/80V 300W | Chroma | 63103A | 63103A005485 | 2018-04-26 | 2019-04-26 | CEI / 2084 | Tech systems Services & integration | Yearly | Waters consigned
11 | GTS2 82988-9 ID# 93180 | DC Electronic Load 6A/60A/80V 300W | Chroma | 63103A | 63103A005472 | 2018-04-26 | 2019-04-26 | CEI / 2085 | Tech systems Services & integration | Yearly | Waters consigned
12 | GTS2 ID# 93245 12M WP72 | Agilent 61/2 Digit Multimeter | Agilent | 34411A | MY48003752 | 2018-04-27 | 2019-04-27 | CEI / 2092 | Tech systems Services & integration | Yearly | Waters consigned
13 | GTS2 82988-9 ID# 93185 | Programmable DC Power supply | TDK Lambda | GENH60-12.5-LAN-U | 09M1038A | 2018-04-27 | 2019-04-27 | CEI / 2086 | Tech systems Services & integration | Yearly | Waters consigned
14 | GTS2 82988-9 ID# 93189 | NI [ M series ] MULTIFUNCTION DAQ Device | National Instruments | PXI-6229 | 17E3259 | 2018-04-27 | 2019-04-27 | CEI / 2096 | Tech systems Services & integration | Yearly | Waters consigned
15 | GTS2 82988-9 ID# 93186 | Programmable DC Power supply | TDK Lambda | GENH30-25 | 12M4062Z | 2018-04-27 | 2019-04-27 | CEI / 2089 | Tech systems Services & integration | Yearly | Waters consigned
16 | GTS2 82988-9 ID# 93187 | Programmable DC Power supply | TDK Lambda | GENH30-25 | 12M4063Z | 2018-04-27 | 2019-04-27 | CEI / 2088 | Tech systems Services & integration | Yearly | Waters consigned
17 | GTS2 82988-9 ID# 93182 | Programmable DC Power supply | TDK Lambda | GENH60-12.5 | 12M4064Z | 2018-04-27 | 2019-04-27 | CEI / 2091 | Tech systems Services & integration | Yearly | Waters consigned
18 | GTS2 82988-9 ID# 93183 | Programmable DC Power supply | TDK Lambda | GENH60-12.5 | 12M4068Z | 2018-04-27 | 2019-04-27 | CEI / 2090 | Tech systems Services & integration | Yearly | Waters consigned
19 | GTS2 82988-9 ID# 93184 | Programmable DC Power supply | TDK Lambda | GENH60-12.5 | 12M4069Z | 2018-04-27 | 2019-04-27 | CEI / 2087 | Tech systems Services & integration | Yearly | Waters consigned
20 | GTS2 82988-9 ID# 93246 12M WP72 | 4 CH 500MHz OSCILLOSCOPE | TEKTRONIX | TDS3054C | C012641 | 2018-04-27 | 2019-04-27 | CEI / 2094 | Tech systems Services & integration | Yearly | Waters consigned
21 | GTS1 95168 | Programmable DC Power supply | TDK Lambda | GENH30-25 | 09M1019A | 2018-04-27 | 2019-04-27 | CEI / 2104 | Tech systems Services & integration | Yearly | Waters consigned
22 | GTS1 95169 | Programmable DC Power supply | TDK Lambda | GENH30-25 | 09M1020A | 2018-04-27 | 2019-04-27 | CEI / 2105 | Tech systems Services & integration | Yearly | Waters consigned
23 | GTS1 95153 | 6½ DIGITAL MULTIMETER | Agilent Tech | 34411A | MY46000358 | 2018-04-27 | 2019-04-27 | CEI / 2099 | Tech systems Services & integration | Yearly | Waters consigned
24 | GTS1 95158 | 4 CH 500MHz OSCILLOSCOPE | TEKTRONIX | TDS3054C | C011085 | 2018-04-27 | 2019-04-27 | CEI / 2106 | Tech systems Services & integration | Yearly | Waters consigned
25 | GTS1 91745 | NI [ M series ] MULTIFUNCTION DAQ Device | National Instruments | PXI-6229 | 145DF14 | 2018-04-27 | 2019-04-27 | CEI / 2108 | Tech systems Services & integration | Yearly | Waters consigned
26 | GTS1 91744 | NI [ M series ] MULTIFUNCTION DAQ Device | National Instruments | PXI-6229 | 145DF42 | 2018-04-27 | 2019-04-27 | CEI / 2107 | Tech systems Services & integration | Yearly | Waters consigned
27 | GTS1 95176 | Programmable DC Power supply | TDK Lambda | GENH60-12.5 | 09M1026A | 2018-04-27 | 2019-04-27 | CEI / 2102 | Tech systems Services & integration | Yearly | Waters consigned
28 | GTS1 95177 | Programmable DC Power supply | TDK Lambda | GENH60-12.5 | 09M1028A | 2018-04-27 | 2019-04-27 | CEI / 2103 | Tech systems Services & integration | Yearly | Waters consigned
29 | GTS1 95173 | Programmable DC Power supply | TDK Lambda | GENH60-12.5 | 09M1029A | 2018-04-27 | 2019-04-27 | CEI / 2101 | Tech systems Services & integration | Yearly | Waters consigned
30 | GTS1 95172 | Programmable DC Power supply | TDK Lambda | GENH60-12.5 | 09M1032A | 2018-04-27 | 2019-04-27 | CEI / 2100 | Tech systems Services & integration | Yearly | Waters consigned
31 | GTS1 91773 | 20MHZ FUNCTION.ARBITRARY WAVEFORM GENERATOR | Agilent Tech | 33220A | MY44046858 | 2018-04-30 | 2019-04-30 | CEI / 2098 | Tech systems Services & integration | Yearly | Waters consigned
32 | GTS1 95175 | DC ELECTRONIC LOAD MAINFRAME | CHROMA | 6314 | 63140009193 | 2018-04-30 | 2019-04-30 | Cal. With DC load | Tech systems Services & integration | Yearly | Waters consigned
33 | GTS1 95195 | DC ELECTRONIC LOAD MODULE 0-60 A, 80 V, 300 W | CHROMA | 63103 | 631030017022 | 2018-04-30 | 2019-04-30 | CEI / 2113 | Tech systems Services & integration | Yearly | Waters consigned
34 | GTS1 95193 | DC ELECTRONIC LOAD MODULE 0-60 A, 80 V, 300 W | CHROMA | 63103 | 631030017023 | 2018-04-30 | 2019-04-30 | CEI / 2111 | Tech systems Services & integration | Yearly | Waters consigned
35 | GTS1 95194 | DC ELECTRONIC LOAD MODULE 0-60 A, 80 V, 300 W | CHROMA | 63103 | 631030017030 | 2018-04-30 | 2019-04-30 | CEI / 2112 | Tech systems Services & integration | Yearly | Waters consigned
36 | GTS1 95192 | DC ELECTRONIC LOAD MODULE 0-60 A, 80 V, 300 W | CHROMA | 63103 | 631030017042 | 2018-04-30 | 2019-04-30 | CEI / 2110 | Tech systems Services & integration | Yearly | Waters consigned
37 | GTS2 82988-9 ID# 93188 | NI [ M series ] MULTIFUNCTION DAQ Device | National Instruments | PXI-6229 | 17E3258 | 2018-04-30 | 2019-04-30 | CEI / 2097 | Tech systems Services & integration | Yearly | Waters consigned
38 | GTS2 ID# 93244 12M WP72 | 20MHz Function Arbitrary Waveform Generator | Agilent Technologies | 33220A | MY44052037 | 2018-04-30 | 2019-04-30 | CEI / 2093 | Tech systems Services & integration | Yearly | Waters consigned
39 | GTS2 82988-9 ID# 93190 | NI Programmable DC Power supply Power SMU | National Instruments | PXI-4130 | 160B92C | 2018-05-03 | 2019-05-03 | CEI / 2095 | Tech systems Services & integration | Yearly | Waters consigned
40 | GTS1 91746 | NI Programmable DC Power supply | National Instruments | PXI-4130 | 1450264 | 2018-05-03 | 2019-05-03 | CEI / 2109 | Tech systems Services & integration | Yearly | Waters consigned
41 | PERSONALITY | Digital Multimeter 6.5digit | Agilent tech | 34411A | MY48002562 | 2018-05-28 | 2019-05-28 | CEI / 2137 | Tech systems Services & integration | Yearly | New for Waters
42 | Racal system control No. 91360 | 6½ Digit Multimeter | Racal Inc | 4152A | US38010520 | 2018-05-31 | 2019-05-31 | 1692608 | ESSCO cal. Lab | Yearly | Waters consigned | 1st Trigger Waters Paul to calibrate spare unit 31 Feb 2019
43 | Racal system control No.91359 | 3151 VX1 Waveform Generator | Racal Inc | 3151A | 9809968 | 2018-06-18 | 2019-06-18 | L2151 | Tra-Cal, LLC | Yearly | Waters consigned | 1st Trigger Waters Paul to calibrate spare unit 18 Mar 2019
44 | Racal system 2461-CD control No. 91361 | VX1 Counter Card | Racal Inc | 2461-CD | 8051445 | 2018-06-18 | 2019-06-18 | L2151 | Tra-Cal, LLC | Yearly | Waters consigned | 1st Trigger Waters Paul to calibrate spare unit 18 Mar 2019
45 | TE82934-2 (RF DC BOX Functional Tester) | Keysight Multimeter | Keysight Technologies | 34411A | MY53001857 | 2018-06-19 | 2019-06-19 | CEI / 2146 | Tech systems Services & integration | Yearly | Waters consigned [controlled #4925]
46 | Racal system | HP66103A DC Power Module 35V/4.5A | Agilent Technologies | 66103A | US34212664 | 2018-08-13 | 2019-08-13 | CEI / 2177 | Tech systems Services & integration | Yearly | Waters consigned
47 | Racal system | HP66103A DC Power Module 35V/4.5A | Agilent Technologies | 66103A | US34212667 | 2018-08-13 | 2019-08-13 | CEI / 2176 | Tech systems Services & integration | Yearly | Waters consigned
48 | Racal system | HP66103A DC Power Module 35V/4.5A | Agilent Technologies | 66103A | US34212669 | 2018-08-13 | 2019-08-13 | CEI / 2175 | Tech systems Services & integration | Yearly | Waters consigned
49 | Racal system | HP66103A DC Power Module 35V/4.5A | Agilent Technologies | 66103A | US34212670 | 2018-08-13 | 2019-08-13 | CEI / 2178 | Tech systems Services & integration | Yearly | Waters consigned
50 | Racal system | HP66103A DC Power Module 35V/4.5A | Agilent Technologies | 66103A | US34212672 | 2018-08-13 | 2019-08-13 | CEI / 2179 | Tech systems Services & integration | Yearly | Waters consigned
51 | Racal system | HP66101A DC Power Module 8V/16A | Agilent Technologies | 66101A | US34442070 | 2018-08-13 | 2019-08-13 | CEI / 2180 | Tech systems Services & integration | Yearly | Waters consigned
52 | Racal system | HP66101A DC Power Module 8V/16A | Agilent Technologies | 66101A | MY40000535 | 2018-08-13 | 2019-08-13 | CEI / 2181 | Tech systems Services & integration | Yearly | Waters consigned
53 | Racal system ID# 92222 12MO WP72 | Electronic Load | HP | 60502B | US37244128 | 2018-08-14 | 2019-08-14 | CEI / 2168 | Tech systems Services & integration | Yearly | Waters consigned
54 | Racal system ID# 92224 12MO WP72 | Electronic Load | HP | 60502B | US37244138 | 2018-08-14 | 2019-08-14 | CEI / 2170 | Tech systems Services & integration | Yearly | Waters consigned
55 | Racal system ID#92225 12MO WP72 | Electronic Load | HP | 60502B | US37244141 | 2018-08-14 | 2019-08-14 | CEI / 2171 | Tech systems Services & integration | Yearly | Waters consigned
56 | Racal system | Tektronics 4-Channel Digitizing Oscilloscope | Tektronics | TDS460A | B071897 | 2018-08-14 | 2019-08-14 | CEI / 2174 | Tech systems Services & integration | Yearly | Waters consigned
57 | Racal system ID# 90246WP72 | Electronic Load | HP | 60502B | US37243391 | 2018-08-14 | 2019-08-14 | CEI/2169 | Tech systems Services & integration | Yearly | Replacement unit from Waters Paul
58 | Racal system ID#90245WP72 | Electronic Load | HP | 60502B | US37244144 | 2018-08-14 | 2019-08-14 | CEI/2172 | Tech systems Services & integration | Yearly | Replacement unit from Waters Paul
59 | Racal system ID#90242WP72 | Electronic Load | HP | 60502A | 3011A-01246 | 2018-08-14 | 2019-08-14 | CEI/2173 | Tech systems Services & integration | Yearly | Replacement unit from Waters Paul
60 | Racal system | Keithley Source Measurement Unit #2 | Keithley | 236 | 0786386 | 2018-08-23 | 2019-08-23 | 1883188-2-236-0786386-1 | Tektronix Southeast Asia Pte. Ltd | Yearly | Waters consigned
61 | TE82900 Waters RF Gen | DMM | Fluke | 87V | 90780496 | 2018-09-21 | 2019-09-21 | CEI / 2188 | Tech systems Services & integration | Yearly | Waters Consigned
62 | WAT3 Micromass ID#3460 | 4 CH 500MHz OSCILLOSCOPE | TEKTRONIX | TDS3054B | B040740 | 2018-09-24 | 2019-09-24 | CEI / 2187 | Tech systems Services & integration | Yearly | Waters consigned
63 | WAT8 Quad Test (WA-4748/4809/4763/4764/4765 | 20 MHz Function / Arbitrary waveform generator | Agilent Tech | 33220A | MY44034380 | 2018-09-24 | 2019-09-24 | CEI / 2186 | Tech systems Services & integration | Yearly | Waters consigned
64 | GTS2 82988-9 ID# 93181 | PXI PROGRAMMABLE RESISTOR MODULE | GEOTEST | GX 1164-01 | 11640241 | 2018-06-13 | 2020-06-30 | 1698752 | ESSCO cal. Lab | 2 Yearly | Waters consigned | Notify Waters paul on 30 Mar 2020 for calibration
65 | GTS1 91743 | PXI PROGRAMMABLE RESISTOR MODULE | GEOTEST | GX 1164-01 | 91743 [ 002061-BH-BA-00) | 2018-07-31 | 2020-07-31 | 1722755 | ESSCO cal. Lab | 2Yearly | Waters consigned
66 | TE82934-2 (RF DC BOX Functional Tester) | Agilent Multimeter | Agilent Technologies | 34410A | MY47002770 | 2018-10-26 | 2019-10-26 | CEI / 2200 | Tech systems Services & integration | Yearly | Waters consigned
67 | TE82934-2 (RF DC BOX Functional Tester) | Data Acquisition switch Unit | Agilent Technologies | 34970A | MY44027658 | 2018-10-26 | 2019-10-26 | CEI / 2201 | Tech systems Services & integration | Yearly | Waters consigned
Meryl
Formulas:
Calibration Due Date = EDATE([Date Calibrated],12)

## Pivot
Sum of Price Converted to USD | Column Labels
Row Labels | Jan | Feb | Mar | Apr | May | Jun | Jul | Aug | Sep | Oct | Nov | Dec | Grand Total
CEI | Column Labels Feb: 1017.11; Column Labels Mar: 480; Column Labels Apr: 75; Column Labels Aug: 3562.8 | 5134.91
Flex | 2443.58 | 1271.01 | 1254.32 | 1772.65 | 8555.85 | 960.74 | 2182.36 | 1863.76 | 1339.01 | 1181.64 | 1346.78 | 1965.15 | 26136.85
Venture | 734.4 | 3509 | 1630 | 0 | 2789.4 | 504 | 3908 | 432 | 3498.77 | 1484 | 1318 | 0 | 19807.57
(blank) | Column Labels Apr: 1303.48 | 1303.48
Micro Precision | Column Labels Apr: 3256 | 3256
Grand Total | 3177.98 | 5797.12 | 3364.32 | 6407.13 | 11345.25 | 1464.74 | 6090.36 | 5858.56 | 4837.78 | 2665.64 | 2664.78 | 1965.15 | 55638.81
Calibration + 10% markup | 3495.778 | 6376.832 | 3700.752 | 6591.895 | 12479.775 | 1611.214 | 6699.396 | 6444.416 | 5321.558 | 2932.204 | 2931.258 | 2161.665 | 60746.743
Flex cal claim other cost | Column Labels Jan: 391.906; Column Labels Feb: 640.578; Column Labels Mar: 96.316 | 1128.8
Venture cal claim other cost | Column Labels Jan: 365.54; Column Labels Feb: 187.7; Column Labels Mar: 194.02 | 747.26
Cal supplier claim other cost | Column Labels Apr: 800 | 800
| 757.446 | 828.278 | 290.336 | 800 | 0 | 0 | 0 | 0 | 0 | 0 | 0 | 0 | 2676.06
Crest - Key Point (SGD9,500) | 582.1078 | 582.1078 | 582.1078 | 582.1078 | 582.1078 | 582.1078 | 582.1078 | 582.1078 | 582.1078 | 582.1078 | 582.1078 | 582.1078 | 6985.2941
Crest - Key Point (SGD15,000) | 919.1176 | 919.1176 | 919.1176 | 919.1176 | 919.1176 | 919.1176 | 919.1176 | 919.1176 | 919.1176 | 919.1176 | 919.1176 | 919.1176 | 11029.4118
Total Calibration Cost | 5754.4495 | 8706.3355 | 5492.3135 | 8893.1205 | 13981.0005 | 3112.4395 | 8200.6215 | 7945.6415 | 6822.7835 | 4433.4295 | 4432.4835 | 3662.8905 | 81437.5089

## ADC
Note: (1) ADC may apply company's QMS procedure for calibration / verification / validation accepted by Waters in this form. (2) ADC shall conduct necessary revalidation / verification if the equipments require repairs or are relocated. (3) Any amendment to the form shall be updated in the footnote and notify Waters for signatory. | [10 empty] | * SN# 100 onwards are equipment which requires calibration and/or maintenance * SN# 200 onwards are electronics equipment * SN# 300 onwards are MHE, storage and office equipment |  |  |  |  | UPDATED ON : 02 Mar 20
S/N* | ASSET# | CEA# | PO# | EQUIPMENT ID/ SN | EQUIPMENT DESCRIPTION | MODEL | MANUFACTURER / DISTRIBUTOR | OWNER | EQUIPMENT LOCATION | *Validation/ Verification Required? Y/ N.A | PM/CAL Warranty/Contract Details | PM/CAL Interval | (PM) Periodic MaintenanceRequired Y/ N.A | (PM) Last MaintenanceDate | (PM) Next MaintenanceDate | (CAL) Calibration Required Y/ N.A | (CAL) Last Calibration Date | (CAL) Next Calibration Date | REMARKS
1 - MAINTENANCE / CALIBRATION - TEMPERATURE - STORING AND MONITORING EQUIPMENT
101 | N.A | N.A | N.A | 421-378-0053 ** Not in use | Dual Temperature Data Logger with LOGiT LLSU Logger Reader with USB interface (Used for Evermed) | LOGiT LTT | Supco / Zil Sci Pte Ltd | Waters | Warehouse | N.A | Calibration not required - Equipment not in use | Annually | N.A |  |  | Y - when required | 2016-07-07 | N.A | Temperature Range -46°C – 150°C
102 | N.A | N.A | 2014-194 | H284976 ** Not in use | Temperature Logger (Used for GE Profile) | SD200 | Extech / CE-Test & Measurement Pte Ltd | Waters | Warehouse | N.A | Calibration not required - Equipment not use for product storing equipment | Annually |  |  |  | Y - when required | 2016-12-07 | N.A
2131 | N.A | N.A | N.A | 12/YD-022F/387-2019 | Referigerator / Freezer | YD-022F | Yuda | Waters | Warehouse | N.A | Calibration not required - Equipment currently used for storing gel pack for cold chain shipment packaging | Weekly Cleaning |  |  |  | N.A | N.A | N.A
105 | 1000640 | WPPL14019 | 2015-004/228 | COOLER 2 / 47.14 1042931 ** Not in use | Laboratory Refrigerator | LR1400 | Arctiko / Bio Laboratories Pte Ltd | Waters | Warehouse | Y - Validated by Installation and Operational Qualification (IQ/OQ) | PM & Calibration not required - Equipment not in use | Annually | Y - when required | 2018-01-17 | N.A | Y - For sensor only when required | 2018-03-09 | N.A | Cooler currently not in use as Schenker facility include cold room
106 | 1000640 | WPPL14019 | 2015-004/228 | COOLER 1 / 47.14 1042932 ** Not in use |  |  |  | Waters | Warehouse |  |  |  |  | 2018-01-17 | N.A |  | 2018-03-09 | N.A
113 | 1000752 | WPPL16016 | 2016-304 | COOLER 3 / 31.16.1061158 ** Not in use |  |  |  | Waters | Warehouse |  |  |  |  | Under Warranty | N.A |  | 2018-03-09 | N.A
114 | 1000752 | WPPL16016 | 2016-304 | COOLER 4 / 31.16 1061156 ** Not in use |  |  |  | Waters | Warehouse |  |  |  |  | Under Warranty | N.A |  | 2018-03-09 | N.A
107 | 1000676 | WPPL15021 | 2016-001 | FREEZER 1 / 06.16 1056788 | Laboratory Freezer | LF1400 | Arctiko / Bio Laboratories Pte Ltd | Waters | Warehouse | Y - Validated by Installation Qualification (IQ) VAL001288 | PM for Fridge: Under contract: 29 Jun 2017 to 28 Jun 2019 (Refer to PO# 2016-001) Calibration for Sensor: N.A (Renew in 2020) | Annually | Yes - under contract (For fridge) * Verification for the temperature sensor is required during PM | 2018-07-19 | 2019-07-19 | Y - For sensor only | 2019-05-31 | 2020-05-30
134 | 1000913 | WPPL18028 | 2018-530 | FREEZER 2 / 48.18 1086882 *Leakage freezer |  |  |  | Waters | Warehouse | Y - Validated by Installation Qualification (IQ) VAL001397 | PM for Fridge: Under warranty: 07 Mar 2019 to 06 Mar 2021 Under contract: 07 Mar 2021 to 06 Mar 2023 (Refer to PO# 2018-530) Calibration for Sensor: N.A (Renew in 2020) |  |  | N.A | 2020-03-06 |  | N.A | 2020-03-06 | This is a newly installed equipment. Next PM & CAL date based on equipment installation date on 07 Mar 2019.
2130 | N.A | N.A | N.A | Freezer 3 / 06171066150 |  |  |  | Waters | Warehouse
2132 | N.A | N.A | N.A | Freezer 4 / 49191097291 |  |  |  | Waters | Warehouse
108 | 1000640 | WPPL14019 | 2015-004/228 | LOGGER# 2 / 0615-01292 | Dual Channel Temperature Transmitter with LCD Display (Used on Freezer 2) | Monitoring System RL4000 RL4002-434.075 | Hanwell / Kenda Pte Ltd | Waters | Warehouse | Y - Validated by Installation Qualification (IQ) VAL001288 for Freezer 2 | PM: Under contract: N.A (Renew in 2019) Calibration: Under contract: (Refer to PO# 2019-102) | Annually | Y | 2017-07-10 | 2019-09-07 | Y | 2019-03-01 | 2020-02-28 | Temperature Range: -40°C to +60°C Probe Part# JO95-05 Channel A - SN# 0715-00741 Channel B - SN# 0715-00751
109 | 1000640 | WPPL14019 | 2015-004/228 | LOGGER# 1 / 0615-01291 | Dual Channel Temperature Transmitter with LCD Display (Used on Freezer 2) |  |  | Waters | Warehouse |  |  |  |  | 2017-07-10 | 2019-09-07 |  | 2020-02-20 | 2021-02-18 | Temperature Range: -40°C to +60°C Probe Part# JO95-05 Channel A - SN# 0715-00744 Channel B - SN# 0715-00748
110 | 1000676 | WPPL15021 | 2016-001 | LOGGER# 3 / 0116-00597 | Dual Channel Temperature Transmitter with LCD Display (Used on Freezer 1) |  |  | Waters | Warehouse | Y - Validated by Installation Qualification (IQ) VAL001397 for Freezer 1 |  |  |  | 2018-09-08 | 2019-09-07 |  | 2018-07-11 | 2019-07-10 | Temperature Range: -40°C to +60°C Probe Part# JO95-05 Channel A - SN# 0116-01434 Channel B - SN# 0116-01437
111 | N.A | N.A | 2016-220 | LOGGER# 4 / 0816-00501 | Dual Channel Temperature Transmitter with LCD Display (Used on Freezer 1) |  |  | Waters | Warehouse |  |  | Annually | Yes | 2018-09-08 | 2019-09-07 |  | 2018-07-11 | 2019-07-10 | Temperature Range: -40°C to +60°C Probe Part# JO97-05 Channel A - SN# 0816-00076 Channel B - SN# 0216-00523
127 | 1000640 | WPPL14019 | 2015-004/228 | 10.249.25.11 / 0815-00408 | Synergy Device Smart Receiver | SR2-E-P4 | Hanwell Monitoring System / Kenda Pte Ltd | Waters | Warehouse | N.A | PM: Under contract: N.A (Renew in 2019) |  |  | 2018-09-08 | 2019-09-07 | N.A
128 | N.A | N.A | 2017-242 | 20-00-01-37 | SMS Module | IN-TA001 |  | Waters | Warehouse | N.A |  |  |  | 2018-09-08 | 2019-09-07
133 | 1000809 | WPPL18003 | N.A | ST 1340-5 | TH Guard | VM608E SGP | Spurtronic Pte Ltd | Waters | Office | Y - Verify by Calibration | Calibration: Manage by Schenker ADC | Annually | N.A |  |  | Y | 2019-04-24 | 2020-04-24
1 - CALIBRATION - WEIGHT MEASUREMENT EQUIPMENT
118 | N.A | N.A | N.A | F03823-6HK | Pallet Truck Scale | PTS2-555x1150 | Mettler Toledo | Waters | Warehouse | Y - Verified working condition and conduct zeroing every use | Under contract: (Refer to SA# RQ19030459 / PO#2019-137 ) | Annually | N.A |  |  | Y | 2019-05-02 | 2020-05-31
119 | N.A | N.A | N.A | B421629100 |  | BTA231-555A |  | Waters | Warehouse | [7 empty] | 2019-05-02 | 2020-05-31
120 | 1000760 | WPPL16029 | 2016-461 | B649404637 |  |  |  | Waters | Warehouse | [7 empty] | 2019-05-02 | 2020-05-31
121 | 1000760 | WPPL16029 | 2016-461 | B652506738 |  |  |  | Waters | Warehouse | [7 empty] | 2019-05-02 | 2020-05-31
122 | 1000063 | 2008-030 | N.A | 00185506KK | Weighing Scale | WT150L-IND221 | Mettler Toledo | Waters | Warehouse | [7 empty] | 2019-05-02 | 2020-05-31
123 | 1000063 | 2008-030 | N.A | 00185496KK |  |  |  |  | Warehouse | [7 empty] | 2019-05-02 | 2020-05-31
1 - MAINTENANCE - MATERIAL HANDLING EQUIPMENT
124 | 1000110 | WPPL09007B | N.A | 90204380 ** Not in use | Stacker | EJC212 | Jungheinrich | Waters | Warehouse | N.A | PM not required - Equipment is not in use | Biannual | Y -when required | 2017-09-27 | N.A | N.A |  |  | No specific date for PM as long as PM is performed within the due month
125 | 1000758 | WPPL16029 | 2016-462 | 90519079 ** Not in use |  |  |  | Waters | Warehouse |  |  |  |  | 2017-10-04 | N.A
129 | N.A | N.A | N.A | S40X 93638496 ** Not in use | Stacker Charger | SCT100JH |  | Waters | Warehouse |  |  | N.A | N.A
130 | 1000455 | WPPL13008 | 2013-192 | B/139743 | Auto Strapping Tool w/ Spare Battery Each | STB 70 | Strapex / Xcel Industrial | Waters | Warehouse | N.A | Under contract: PO#2019-213 | Biannual (w.e.f. 2019) | Y | 2019-11-27 | 2020-05-26 12:00 | N.A
131 | 1000759 | WPPL16029 | 2016-464 | B/165961 |  | OR-T250 | Orgapack / Xcel Industrial | Waters | Warehouse |  |  |  |  | 2020-01-17 | 2020-07-16 12:00
132 | 1000759 | WPPL16029 | 2016-464 | B/169263 |  |  |  | Waters | Warehouse |  |  |  |  | 2020-01-08 | 2020-07-07 12:00
2 - ELECTRONICS - IT INFRASTRUCTURE
204 | N.A | N.A | 2013-248 | 211KCVUA4015 | 55" LED TV Monitor | 55LM4610 | LG / Lion City | Waters | Office | N.A | No warranty
205 | 1000748 | WPPL16028 | 2016-449 | ADC1 / 94F71H2 | CPU | Optiplex 7040 | Dell / Genesis Networks Pte Ltd | Waters | Office |  | Warranty Period: POW: 05 Jan 2017 to 06 Jan 2020 Hard Drive: 05 Jan 2017 to 06 Jan 2021
206 | 1000748 | WPPL16028 | 2016-449 | ADC2 / 94J61H2 ** Spare |  |  |  | Waters | Office
209 | 1000748 | WPPL16028 | 2016-449 | ADC5 / 948B1H2 |  |  |  | Waters | Office
213 | N.A | N.A | N.A | CN-0W4916-71618-56I-B651 ** Faulty | Monitor | 1704FPTf | Dell | Waters | Office |  | N.A
216 | N.A | N.A | N.A | CN-0G425H-72872-86U-0K2S-A01 |  | E198WFPf |  | Waters | Office
217 | N.A | N.A | N.A | CN-0G425H-72872-86U-0HGS-A01 |  |  |  | Waters | Office
218 | N.A | N.A | N.A | CN-04GT16-74261-374-0MAB |  | E2213Hb |  | Waters | Office
269 | N.A | N.A | N.A | CN-OHHGGM-64180-525-4D1U |  | E2014Hc |  | Waters | Office
2122 | N.A | N.A | N.A | MJ17HMEX901669E ** Faulty |  | 710N | Samsung | Waters | Office
2123 | N.A | N.A | N.A | AU3A0616013949 ** Faulty |  | 190S7FB/69 | Philips | Waters | Office
2124 | N.A | N.A | N.A | CN-0NC02M-FCC00-81M-CW5I-A06 |  | E1916H | DELL | Waters | Office
2125 | N.A | N.A | N.A | CN-0G425H-72872-86U-0HAS-A01 |  | E198WFPf | DELL | Waters | Office
2126 | N.A | N.A | N.A | CN-0G530N-72872-044-08RS |  | E190SF | DELL | Waters | Office
2127 | N.A | N.A | N.A | CN-0G530N-72872-07A-CU3I |  | E190SF | DELL | Waters | Office
2128 | N.A | N.A | N.A | CN-0G530N-72872-07N-13UI |  | E190SF | DELL | Waters | Office
2129 | N.A | N.A | N.A | CN-0G474H-74443-8A6-G819 |  | 1908FPT | DELL | Waters | Office
270 | 1000809 | WPPL18003 | N.A | PC0Q7GMP | NoteBook | ThinkPad X270 | Lenovo / Jardine OneSolution (2001) Pte Ltd | Waters | Office |  | Warranty Period: 20 Oct 2018 to 19 Oct 2020
271 | 1000809 | WPPL18003 | N.A | PC0SS7C1 | Desktop | ThinkCentre M710s |  | Waters | Office |  | Warranty Period: 08 Feb 2018 to 07 Feb 2021
272 | 1000809 | WPPL18003 | N.A | PC0SS7C3 |  |  |  | Waters | Office
273 | 1000809 | WPPL18003 | N.A | PC0SS7C4 |  |  |  | Waters | Office
274 | 1000809 | WPPL18003 | N.A | PC0SS7C5 |  |  |  | Waters | Office
275 | 1000809 | WPPL18003 | N.A | PC0SS7C6 |  |  |  | Waters | Office
2 - ELECTRONICS - TEMPERATURE MONITORING SYSTEM
219 | 1000640 | WPPL14019 | 2015-004/228 | 10.249.25.10 / S1H0359A | All-In-One Desktop with keyboard & mouse | ThinkCentre E73z | Lenovo / Bio Laboratories Pte Ltd | Waters | Warehouse | N.A | No warranty
221 | 1000640 | WPPL14019 | 2015-004/228 | 0715-00097 | External Transmitter | RX434.075 | Hanwell Monitoring System / Kenda Pte Ltd | Waters | Warehouse
2 - ELECTRONICS - IT INFRASTRUCTURE (SERVER RACK)
223 | 1000014 | USYD05012 | N.A | 10.249.25.203 / SDNIHR958C | Power Switch | Baystack 460-24T-PWR Switch | Nortel Networks | Waters | Office | N.A | N.A
224 | N.A | N.A | N.A | 10.249.25.204 / SDN1HR9F21 |  |  |  | Waters | Office
228 | N.A | N.A | N.A | 16150523075381 ** Not in used | Wireless Access Port with Antennas | AP6521 | Symbol / Hetech Solutions Pte Ltd | Waters | Office
230 | N.A | N.A | N.A | 10.249.25.254 / 18B169057918 | Network Security Firewall | SonicWALL TZ400 | Dell | Waters | Office
276 | 1000806 | WPPL18007 | 2018-159 | 10.249.25.203 Singapore ADC / 17JP4620109K | Ethernet Routing Switch | 4850GTS-PWR+ | Avaya | Waters | Office
277 | N.A | N.A | N.A | AWAP-AS-SIN-ADC-AP01 / CND5J0TD46 | Access Point | APIN0315 | Aruba | Waters | Office
278 | N.A | N.A | N.A | ADC 10.249.25.254 / 012801061569 | Firewall | PA-220 | Palo Alto | Waters | Office
279 | N.A | N.A | N.A | FGL160525BP | Router | 881 | Cisco | Starhub | Office
280 | N.A | N.A | N.A | 4857544321AD429C | Optical Network Terminal | EchoLife HG8040H | Huawei | Starhub | Office
234 | N.A | N.A | 2012-300 | AUE2220B1-06AHBCMW | 22U Network Cabinet (W600 x D600 x H1166) | AS6622-BL | Syntax Enclosure System | Waters | Office
2 - ELECTRONICS - PRINTER
235 | N.A | N.A | 2015-305 | Adc8150one / CNDXHCK9WO | Printer with BarDIMM (For printing GR Slips) | HP Laserjet Enterprise 600 M604DN | Hewlett Packard / Soft-Pro Computer | Waters | Office | N.A | Warranty Period: 11 Dec 2015 to 10 Dec 2017
236 | N.A | N.A | 2015-305 | Adc8150two / CNDXHCK9YO | Printer with BarDIMM (For printing Delivery) |  |  | Waters | Office
237 | N.A | N.A | 2015-305 | Adc81504four / CNDXHCK9WL | Printer (For printing Invoice) |  |  | Waters | Office
240 | N.A | N.A | 2013-118 | 08J132401001 | Thermal Barcode Label Printer | ZM400 | Zebra / Advantech Peripherals Singapore Pte Ltd | Waters | Warehouse |  | No warranty
267 | N.A | N.A | 2017-223 | 18J153701459 | Thermal Label Printer | ZT410 | Zebra / Autopack Pte Ltd | Waters | Warehouse |  | Warranty Period: 06 Jul 2017 to 05 Jul 2020
268 | N.A | N.A | 2017-223 | 18J171801953 |  |  |  | Waters | Warehouse
2 - ELECTRONICS - HANDHELD SCANNING DEVICE
244 | 1000567 | WPPL14018 | 2014-329 | 14362000504041 | 1-Dock Charger | CRD9000-1000 | Symbol / Autopack Pte Ltd | Waters | Office | N.A | No warranty
245 | 1000567 | WPPL14018 | 2014-329 | 14362000504050 |  |  |  | Waters | Office
246 | 1000567 | WPPL14018 | 2014-329 | 14362000504054 |  |  |  | Waters | Office
248 | 1000750 | WPPL16025 | 2016-394 | 16346000500555 | Single Slot Serial/USB Charging Cradle with USB Cable and Power cord |  |  | Waters | Office |  | Warranty Period: 29 Dec 2016 to 29 Mar 2018
249 | 1000750 | WPPL16025 | 2016-394 | 16346000500558 |  |  |  | Waters | Office
250 | 1000750 | WPPL16025 | 2016-394 | 16346000500563 |  |  |  | Waters | Office
251 | 1000030 | WPPL07001 | N.A | S99A681760 | 4-Dock Charger (1 Dock Not Working) | CHS9000-4001C | Symbol / Advantech Peripherals Singapore Pte Ltd | Waters | Office |  | No warranty
252 | 1000567 | WPPL14018 | 2014-329 | 1409300504745 | Handheld Scanner (Catamaran v11) | MC92N0 | Motorola / Autopack Pte Ltd | Waters | Warehouse | Y - Verify by Installation Qualification (IQ) Test Protocol | Warranty Period: 13 Jan 2015 to 12 Apr 2016 Under Contract: 29 Mar 2018 to 28 Mar 2020
255 | 1000750 | WPPL16025 | 2016-394 | 1632100502821 |  |  |  | Waters | Warehouse |  | Warranty Period: 29 Dec 2016 to 29 Mar 2018 Under Contract: 29 Mar 2018 to 28 Mar 2020
256 | 1000750 | WPPL16025 | 2016-394 | 1633900501313 |  |  |  | Waters | Warehouse
257 | 1000750 | WPPL16025 | 2016-394 | 1634100501876 |  |  |  | Waters | Warehouse
258 | 1000750 | WPPL16025 | 2016-394 | 1634700500048 |  |  |  | Waters | Warehouse
263 | N.A | N.A | N.A | 8607455165 | Handheld Barcode Scanner | Voyager MS9520 | Metrologic | Waters | Warehouse | N.A | N.A
264 | N.A | N.A | N.A | 8607455347 |  |  |  | Waters | Warehouse
265 | N.A | N.A | N.A | 8607455618 |  |  |  | Waters | Warehouse
266 | 1000063 | 2008-030 | N.A | A8240599 | HHP IT 4206 Barcode Scanner | Adaptus 4206GHD051CE | Honeywell / Advanced Microcomputers Pte Ltd | Waters | Warehouse
284 | 1000809 | WPPL18003 | N.A | 17356522200550 | Dual Radio 802.11ac 2x2:2 MIMO Access Point External Antenna (APME Region) w/ 2 Fixed Dipole Antenna, 3 Year Comprehensive Coverage for the AP7522 | AP-7522 | Zebra Technologies / Mediatech Marketing Pte Ltd | Waters | Warehouse | N.A | N.A
285 | N.A | N.A | N.A | 17356522200563 |  |  |  | Waters | Warehouse
286 | N.A | N.A | N.A | 17356522200666 |  |  |  | Waters | Warehouse
287 | N.A | N.A | N.A | 17356522200695 |  |  |  | Waters | Warehouse
288 | N.A | N.A | N.A | 18072522201451 |  |  |  | Waters | Warehouse
289 | N.A | N.A | N.A | 18074522200967 |  |  |  | Waters | Warehouse
290 | N.A | N.A | N.A | 18074522200972 |  |  |  | Waters | Warehouse
291 | N.A | N.A | N.A | 18074522200974 |  |  |  | Waters | Warehouse
292 | N.A | N.A | N.A | 18074522200983 |  |  |  | Waters | Warehouse
293 | N.A | N.A | N.A | 18074522200993 |  |  |  | Waters | Warehouse
294 | N.A | N.A | N.A | 18074522201149 |  |  |  | Waters | Warehouse
295 | N.A | N.A | N.A | S18016522200020 |  |  |  | Waters | Warehouse
296 | 1000809 | WPPL18003 | N.A | 18027522502693 | Zebra TC51 Terminal w/ TC51/56 Trigger Handle and Rugged Boot Kit, 3 Year Zebra OneCare Essential (3 x Spare TC51 4300 mAh Powerprecision+ Li-on Battery) | TC51 | Zebra Technologies / Mediatech Marketing Pte Ltd | Waters | Warehouse | Y - One time verification check - equipment in working condition | Warranty Period: 17 Apr 2018 to 17 Apr 2019 Under Contract: 30 May 2018 to 29 May 2021
297 | 1000809 | WPPL18003 | N.A | 18027522518015 |  |  |  | Waters | Warehouse
298 | 1000809 | WPPL18003 | N.A | 18027522518020 |  |  |  | Waters | Warehouse
299 | 1000809 | WPPL18003 | N.A | 17011522501601 | 4-Slot Battery Charger, includes Power Supply and DC Cable | SAC-TC51 |  | Waters | Warehouse |  | N.A
2100 | N.A | N.A | N.A | 18027522502370 | Zebra TC51 Terminal w/ TC51/56 Trigger Handle and Rugged Boot Kit, 3 Year Zebra OneCare Essential (8 x Spare TC51 4300 mAh Powerprecision+ Li-on Battery) | TC51 | Zebra Technologies / Mediatech Marketing Pte Ltd | Waters | Warehouse |  | Warranty Period: 20 Mar 2018 to 20 Mar 2019 Under Contract: 26 Mar 2018 to 25 Mar 2021
2101 | N.A | N.A | N.A | 18027522502550 |  |  |  | Waters | Warehouse
2102 | N.A | N.A | N.A | 17312522511544 |  |  |  | Waters | Warehouse
2103 | N.A | N.A | N.A | 18027522502323 |  |  |  | Waters | Warehouse |  | Warranty Period: 20 Mar 2018 to 20 Mar 2019 Under Contract: 30 May 2018 to 29 May 2021
2104 | N.A | N.A | N.A | 18027522502458 |  |  |  | Waters | Warehouse
2105 | N.A | N.A | N.A | 18027522517948 |  |  |  | Waters | Warehouse
2106 | N.A | N.A | N.A | 18027522517997 |  |  |  | Waters | Warehouse
2107 | N.A | N.A | N.A | 17256522504064 | 4-Slot Battery Charger, includes Power Supply and DC Cable | SAC-TC51 |  | Waters | Warehouse |  | N.A
2108 | N.A | N.A | N.A | 17256522504166 |  |  |  | Waters | Warehouse
2109 | 1000891 | WPPL18030 | 2018-565 | S18137522506361 | Zebra TC51 Terminal w/ TC51/56 Trigger Handle and Rugged Boot Kit, 3 Year Zebra OneCare Essential (4 x Spare TC51 4300 mAh Powerprecision+ Li-on Battery) | TC51 | Zebra Technologies / Mediatech Marketing Pte Ltd | Waters | Warehouse | Y - One time verification check - equipment in working condition | Warranty Period: 19 Jun 2018 to 19 Jun 2019 Under Contract: 18 Dec 2018 to 17 Dec 2021
2110 | 1000891 | WPPL18030 | 2018-565 | S18141522500891 |  |  |  | Waters | Warehouse |  | Warranty Period: 3 years Under Contract: 18 Dec 2018 to 17 Dec 2021
2111 | 1000891 | WPPL18030 | 2018-565 | S18141522500992 |  |  |  | Waters | Warehouse
2112 | 1000891 | WPPL18030 | 2018-565 | S18141522501020 |  |  |  | Waters | Warehouse
2113 | 1000891 | WPPL18030 | 2018-565 | S18141522501025 |  |  |  | Waters | Warehouse
2114 | 1000891 | WPPL18030 | 2018-565 | S18141522501037 |  |  |  | Waters | Warehouse
2115 | 1000891 | WPPL18030 | 2018-565 | S18141522501040 |  |  |  | Waters | Warehouse
2116 | 1000891 | WPPL18030 | 2018-565 | S18141522501075 |  |  |  | Waters | Warehouse
2117 | 1000891 | WPPL18030 | 2018-565 | S18141522501080 |  |  |  | Waters | Warehouse
2118 | 1000891 | WPPL18030 | 2018-565 | S18141522501109 |  |  |  | Waters | Warehouse
2119 | 1000891 | WPPL18030 | 2018-565 | S18145522503503 |  |  |  | Waters | Warehouse
2120 | 1000891 | WPPL18030 | 2018-565 | S18145522503504 |  |  |  | Waters | Warehouse
2121 | 1000891 | WPPL18030 | 2018-565 | 18113522501188 | 4-Slot Battery Charger, includes Power Supply and DC Cable | SAC-TC51 |  | Waters | Warehouse |  | N.A
2 - ELECTRONICS - WAREHOUSE SECURITY SYSTEM
281 | 1000809 | WPPL18003 | N.A | N.A | CCTV System Includes:- a) 16 x Panasonic K-EW214L03 FHD Dome Network Camera b) 1 x Panasonic K-NL316 16-Channel Network Video Recorder c) 2 x WD 6TB Surveillance Hard Disk d) 1 x 24 Port POE Gigabit Network Switch g) 2 x APC 650VA UPS Backup Battery for Network Switch h) 1 x 6U 600x600 Wall Mount Rack |  | Infra Engineering Pte Ltd | Waters | Warehouse
282 | 1000809 | WPPL18003 | N.A | 2000-1540 | Cardkey System Includes:- a) ISC IS100 Single Door Cardkey Controller b) ISCRD Proxpoint Proximity Card Reader c) ISC KEPS Power Supply unit c/w Console and 7AH Backup Battery d) 600LBS EM-Lock c/w Mounting Plate e) Fire Emergency Break Glass Call Point, Exit Call Button, Alarm Siren, Magnetic Door Contact and Other Accessories Battery and Metal Cabinet with Keylock for Centralized Access Control |  |  | Waters | Warehouse
283 | 1000809 | WPPL18003 | N.A | N.A | Intrusion Alarm System includes:- a) DSC Alarm Panel 8 Zone b) DSC 8 Zone Extension Panel c/w Power Supply c) Heavy Duty Door Contact d) Roller Shutter Sensor Contact |  |  | Waters | Warehouse
3 - MHE - MATERIAL HANDLING
301 | N.A | N.A | N.A | 3571904 | Hand Pallet Jack | LHM230 | BT | Waters | Warehouse
302 | N.A | N.A | N.A | LT-1 / 1584 | 5-Steps Ladder Trolley | LAT-5 | Komada | Waters | Warehouse
303 | N.A | N.A | N.A | LT-2 / 1585 |  |  |  | Waters | Warehouse
304 | N.A | N.A | N.A | LT-3 / 2919 | 3-Steps Ladder Trolley | LT-3 |  | Waters | Warehouse
305 | N.A | N.A | N.A | LT-4 |  |  |  | Waters | Warehouse
306 | N.A | N.A | N.A | LT-5 |  |  |  | Waters | Warehouse
307 | 1000013 | CEAUSYD05006 | 2011-336 | LT-6 |  | LAT-05-10 | Springwell Mktg Services Pte Ltd | Waters | Warehouse
308 | 1000013 | CEAUSYD05006 | 2011-336 | LT-7 |  |  |  | Waters | Warehouse
309 | N.A | N.A | 2013-208 | LT-8 |  | LT3 | Howell-United | Waters | Warehouse
310 | N.A | N.A | 2013-208 | LT-9 |  |  |  | Waters | Warehouse
311 | N.A | N.A | 2014-214 | LT-10 |  | LT-Step03 | Y K Toh Marketing | Waters | Warehouse
312 | N.A | N.A | 2016-421 | LT-11 | 3 Step Ladder Trolley c/w 2 Platform |  |  | Waters | Warehouse
313 | N.A | N.A | 2016-421 | LT-12 |  |  |  | Waters | Warehouse
314 | N.A | N.A | N.A | 1pc | 3 Tiers Chrome Wire Shelving c/w 4 x 5" wheels (1200mm x 600mm x 1800mm) | Unmarked | Unmarked | Waters | Warehouse
315 | N.A | N.A | N.A | 1pc |  |  |  | Waters | Warehouse
316 | N.A | N.A | 2013-262 | 1pc |  | JY-15 | Jin Yu Trading Pte Ltd | Waters | Warehouse
317 | N.A | N.A | 2013-262 | 1pc |  |  |  | Waters | Warehouse
334 | 1000809 | WPPL18003 | N.A | 2pcs | 2 Tier Trolley/Push card trolley with 2 handle (740mm x 480mm) - 150kgs | N.A | Prestar / Trenwa Trading Pte Ltd | Waters | Warehouse
335 | 1000809 | WPPL18003 | N.A | 6pcs | Customized Pallets for MHE Industrial Collapsible Palletainers (L1200 x W1000 x H975mm) | SNP-LK1210B1 | NPC Sanseng Pte Ltd | Waters | Warehouse
336 | 1000809 | WPPL18003 | N.A | 30pcs | Yellow Picking Totes Industrial Plastic Collapsiable Container (L520 x W365 x H315(82)mm) | NCC702P |  | Waters | Warehouse
3 - MHE - PACKING
323 | 1000759 | WPPL16029 | 2016-464 | 2016-464A | PP/PET Strapping Dispenser | CFL-APP-20 | Xcel Industrial | Waters | Warehouse
324 | 1000759 | WPPL16029 | 2016-464 | 2016-464B |  |  |  | Waters | Warehouse
325 | 1000759 | WPPL16029 | 2016-464 | 2016-464C |  |  |  | Waters | Warehouse
326 | 1000759 | WPPL16029 | 2016-464 | 2016-464D | Strapping Tool: Tensioner & Sealer | Unmarked |  | Waters | Warehouse
327 | N.A | N.A | 2010-200 | 2010-200A | Strapping Dispenser | SM803 | Megapac Industrial | Waters | Warehouse
329 | N.A | N.A | N.A | 1060412 | Manual Water-Activated Tape Dispenser | BP333PLUS | Better Packages | Waters | Warehouse
330 | N.A | N.A | 2010-222 | 110010477 | Heat Gun | HL1810S | Steinel / RS Components Pte Ltd | Waters | Warehouse
3 - SIGNAGE AND STAMP
331 | N.A | N.A | 2018-312 | 1pc | Quality Policy Frame, 420mm x 297mm- artwork size, 470mm x 347mm- acrylic size | Unmarked | Grenadier | Waters | Warehouse
332 | N.A | N.A | 2018-312 | 1pc | ADC Sign, 500mm x 2400mm, | Unmarked |  | Waters | Warehouse
333 | N.A | N.A | N.A | 1pc | Self-Inking Stamp, 50mm X 17mm (Zack Lin's Signatory) | 2255 | SUN Printers Group Pte Ltd | Waters | Office
3 - WAREHOUSE / WORKSTATION
337 | 1000809 | WPPL18003 | N.A | 10pcs | 3-Aluminium retractable rail/y/b without castor in 3 Pillars (H95cm x W400cm) | 101BE-y/b | Trenwa Trading Pte Ltd | Waters | Warehouse
338 | 1000809 | WPPL18003 | N.A | 4pcs | Full Height Swing Door Metal Cabinet (H1829 x W914 x D457) | N.A |  | Waters | Warehouse
339 | 1000809 | WPPL18003 | N.A | 6pcs | 4 Compartment Locker | N.A |  | Waters | Warehouse
340 | 1000809 | WPPL18003 | N.A | 10pcs | Cones with reflective strap heavy duty | N.A |  | Waters | Warehouse
341 | 1000809 | WPPL18003 | N.A | 2pcs | Main table in 2-tone grey colour Size: 1200L x 730D x 745mmH | FMT 1200 FH | Peng Tat Furniture | Waters | Warehouse
342 | 1000809 | WPPL18003 | N.A | 4pcs | Low back chair with recliner and armrest | PT 670 |  | Waters | Warehouse
343 | 1000809 | WPPL18003 | N.A | 2pcs | Work Bench | FMT 410 FH | Unmarked | Waters | Warehouse
3 - STORAGE
344 | 1000013 | CEAUSYD05006 | EDMS-05-08-010 | 1 set | Shelving System consisting of: a. 36pc of upright columns (bone) b. 366pc of metal plate shelves | Regal 3000 | Schaefer Systems International Pte Ltd | Waters | Warehouse
345 | 1000511 | WPPL13012 | 2013-249 | 150 of 488pcs | Shelf Container (Small Blue Bins) 116mmW x 599mmD x 90mmH | RK619-02 |  | Waters | Warehouse
346 | 1000511 | WPPL13012 | 2013-249 | 1106 of 1952pcs | Divider (Small Blue Bins) | RKT 61 |  | Waters | Warehouse
347 | 1000511 | WPPL13012 | 2013-249 | 1 of 494pcs | Shelf Container (Medium Blue Bins) 162mmW x 508mmD x 115mmH | RK521 |  | Waters | Warehouse
348 | 1000511 | WPPL13012 | 2013-249 | 621 of 1680pcs | Divider (Medium Blue Bins) | RKT 5/421 |  | Waters | Warehouse
349 | 1000511 | WPPL13012 | 2013-249 | 1 of 164pcs | Shelf Container (Large Blue Bins) 243mmW x 4908mmD x 115mmH | RK521-B |  | Waters | Warehouse
350 | 1000511 | WPPL13012 | 2013-249 | 522 of 656pcs | Divider (Large Blue Bins) | RKT 5/421 B |  | Waters | Warehouse
351 | 1000511 | WPPL13012 | 2013-249 | 255pcs | Semi Open Front Container, Yellow L500/450mm x W300mm x H200mm | LF532 |  | Waters | Warehouse
352 | 1000809 | WPPL18003 | N.A | 1set | Racking Beams & Mesh Decking for Cold Room 32 no of Beam W2700mm & 32 Sets of Mesh Decking W1350 x D900mm |  | Tech-Link Engineering Pte Ltd | Waters | Cold Room
353 | 1000809 | WPPL18003 | N.A | 1set | Complete set of Pallet Racking System consisting of: a. 268 no of Frame H7800 x D900mm b. 29 no of Frame H6800 x D900mm c. 2,148 no of Beam W2700mm (2,000kg) d. 128 no of Beam W1350mm (1,000kg) e. 09 no of Protector Barrier W2200 x H1000mm f. 03 no of Protector Barrier W900 x H1000mm g. 48 bays of High Bay Shelving (Frame H6834 x W1200 x D600mm), total 702 tiers h. 64 metres of Guiderail i. 30 no of Mesh Decking W1350 x D900mm |  |  | waters | Warehouse
Any changes made are to be updated below:-
109 | update calibration date
Formulas:
N.A = [N.A]+365

## DGP
Note: (1) DGP may apply company's QMS procedure for calibration / verification / validation accepted by Waters in this form. (2) DGP shall conduct necessary revalidation / verification if the equipments require repairs or are relocated. (3) Any amendment to the form shall be updated in the footnote and notify Waters for signatory. | [10 empty] | * SN# 100 onwards are equipment which requires calibration and/or maintenance * SN# 200 onwards are electronics equipment * SN# 300 onwards are MHE, storage and office equipment |  |  |  |  | UPDATED ON : | 2020-03-05
S/N* | ASSET# | CEA# | PO# | EQUIPMENT ID/ SN | EQUIPMENT DESCRIPTION | MANUFACTURER / DISTRIBUTOR | MODEL | OWNER | EQUIPMENT LOCATION | *Validation/ Verification Required? Y/ N.A | PM/CAL Warranty/Contract Details | PM/CAL Interval | (PM) Periodic MaintenanceRequired Y/ N.A | (PM) Last MaintenanceDate | (PM) Next MaintenanceDate | (CAL) Calibration Required Y/ N.A | (CAL) Last Calibration Date | (CAL) Next Calibration Date | REMARKS
1 - MAINTENANCE / CALIBRATION - TEMPERATURE - STORING AND MONITORING EQUIPMENT
101 | 1000753 | WPPL16016 | 2016-305 | COOLER 1 / 51.16 1065027 | Laboratory Refrigerator | Arctiko / Bio Laboratories | LR1400 | Waters | DGP | Y - Validated by Installation and Operational Qualification (IQ/OQ) | PM for Fridge: Warranty Period: 19 Jul 2017 to 18 Jul 2018 Under contract: 15 Mar 2020 to 14 Mar 2021 (Refer to PO# 2019-460) Calibration for Sensor: N.A (Renew in 2020) | Annually | Yes - under warranty / contract (For fridge) * Verification for the temperature sensor is required during PM | 2019-08-28 | 2020-08-27 | Y - For sensor only | 2020-03-05 | 2021-03-05
102 | 1000753 | WPPL16016 | 2016-305 | FREEZER 1 / 51.16 1065028 | Laboratory Freezer |  | LF1400 | Waters | DGP |  |  |  |  | 2019-08-28 | 2020-08-27 |  | 2020-03-05 | 2021-03-05
111 | 1000938 | WPPL19004 | 2019-147 | COOLER 2 / 19191091783 | Laboratory Refrigerator |  | LR1400 | Waters | DGP | Pending for Installation Qualification (IQ) VAL001446 | PM for Fridge: Under warranty: 05 Aug 2019 to 04 Aug 2020 Under contract: 05 Aug 2020 to 04 Aug 2023 (Refer to PO# 2019-147) Calibration for Sensor: N.A (Renew in 2020) |  |  | N.A | 2020-08-27 |  | N.A | 2020-04-06 | This is a newly installed equipment. Next PM & CAL date based on equipment installation date on 05 Aug 2019.
112 | 1000938 | WPPL19004 | 2019-147 | FREEZER 2 / 19191091782 | Laboratory Freezer |  | LF1400 | Waters | DGP | Pending for Installation Qualification (IQ) VAL001447 |  |  |  | N.A | 2020-08-27 |  | N.A | 2020-04-06 | This is a newly installed equipment. Next PM & CAL date based on equipment installation date on 05 Aug 2019.
103 | 1000753 | WPPL16016 | 2016-305 | LOGGER# 1 / 1216-00095 | Dual Channel Temperature Transmitter with LCD Display (Used on Freezer 1) | Hanwell / Bio Laboratories | Monitoring System RL4000 RL4002-434.075 | Waters | DGP | Y - Validated by Performance Qualification (PQ) | PM: Under contract: N.A (Renew in 2020) Calibration: Under contract: N.A (Renew in 2020) |  | Y | 2019-09-06 | 2020-09-05 | Y | 2019-09-21 | 2020-09-20 | Temperature Range: -40°C to +60°C Probe Part# JO97-05 Channel A - SN# 1116-00911 Channel B - SN# 1116-00912
104 | 1000753 | WPPL16016 | 2016-305 | LOGGER# 2 / 1216-00096 | Dual Channel Temperature Transmitter with LCD Display (Used on Cooler 1) |  |  | Waters | DGP |  |  |  |  | 2019-09-06 | 2020-09-05 |  | 2019-09-21 | 2020-09-20 | Temperature Range: -40°C to +60°C Probe Part# JO97-05 Channel A - SN# 1116-01070 Channel B - SN# 1116-01075
105 | 1000753 | WPPL16016 | 2016-305 | LOGGER# 3 / 1216-00099 | Dual Channel Temperature Transmitter with LCD Display (Used on Freezer 1) |  |  | Waters | DGP | Y - Performance Verification completed for Cooler 1 & Freezer 1 |  |  |  | 2019-09-06 | 2020-09-05 |  | 2019-10-05 | 2020-10-04 | Temperature Range: -40°C to +60°C Probe Part# JO97-05 Channel A - SN# 1116-01079 Channel B - SN# 1116-01080
107 | N.A | N.A | 2016-220 | LOGGER# 4 / 0716-00964 | Dual Channel Temperature Transmitter with LCD Display (Used on Cooler 1) |  |  | Waters | DGP | Y - Performance Verification required after calibration done |  |  |  | 2019-09-06 | 2020-09-05 |  | 2019-10-05 | 2020-10-04 | Temperature Range: -40°C to +60°C Probe Part# JO97-05 Channel A - SN# 0216-00505 Channel B - SN# 0816-00061
113 | 1000752 | WPPL16016 | 2016-304 | LOGGER# 5 / 1216-00090 | Dual Channel Temperature Transmitter with LCD Display |  |  | Waters | DGP | Equipment are not in used currently | Calibration: Under contract: N.A (Renew in 2020) |  |  | 2017-07-10 | N.A |  | 2019-03-01 | N.A | Temperature Range: -40°C to +60°C Probe Part# JO97-05 Channel A - SN# 1116-00899 Channel B - SN# 1116-00901
114 | 1000752 | WPPL16016 | 2016-304 | LOGGER# 6 / 1216-00091 | Dual Channel Temperature Transmitter with LCD Display |  |  | Waters | DGP |  |  |  |  | 2017-07-10 | N.A |  | 2019-03-01 | N.A | Temperature Range: -40°C to +60°C Probe Part# JO97-05 Channel A - SN# 1116-00903 Channel B - SN# 1116-00904
115 | 1000752 | WPPL16016 | 2016-304 | LOGGER# 7 / 1216-00094 | Dual Channel Temperature Transmitter with LCD Display |  |  | Waters | DGP |  |  |  |  | 2017-07-10 | N.A |  | 2019-03-01 | N.A | Temperature Range: -40°C to +60°C Probe Part# JO97-05 Channel A - SN# 1116-00908 Channel B - SN# 1116-00910
108 | 1000753 | WPPL16016 | 2016-305 | 192.168.1.13 / 1016-01128 | Synergy Device Smart Receiver | Hanwell Monitoring System / Bio Laboratories Pte Ltd | SR2-E-P4 | Waters | DGP | N.A | PM: Under contract: N.A (Renew in 2020) |  |  | 2019-09-06 | 2020-09-05 | N.A
109 | 1000753 | WPPL16016 | 2016-305 | 1116-00354 | Synergy Device External Transmitter |  | RX434.075 | Waters | DGP |  |  |  |  | 2019-09-06 | 2020-09-05
110 | 1000753 | WPPL16016 | 2016-305 | 192.168.1.19 / 20-00-00-96 | Notion Pro SMS Alert |  | IN-TA001 | Waters | DGP |  |  |  |  | 2019-09-06 | 2020-09-05
106 | N.A | N.A | N.A | 90100084 | Fridge | Sanyo | SMR-T330(SG) | Waters | DGP | Y - one time verified working condition, currently use for general chilling / freezing of goods require to store under chill / freeze - calibration is not required. | N.A | Weekly Cleaning | N.A |  |  | N.A
2 - ELECTRONICS - IT INFRASTRUCTURE
201 | N.A | N.A | N.A | CN-OU274R-61180-04P-1E1M (SG3PLARA) | Monitor | Dell | E1910C | Waters | DGP | N.A | N.A
202 | 1000748 | WPPL16028 | 2016-450 | CN-OOJPKM-72872-69H-CYCB-AOO (SG3PLLWA) |  | Dell / Genesis Networks Pte Ltd | E2216H | Waters | DGP
203 | 1000748 | WPPL16028 | 2016-450 | 94Z81H2 (SG3PLARA) | CPU |  | Optiplex 7040 | Waters | DGP |  | Warranty Period: POW: 05 Jan 2017 to 06 Jan 2020 Hard Drive: 05 Jan 2017 to 06 Jan 2021
204 | 1000748 | WPPL16028 | 2016-450 | 95141H2 (SG3PLLWA) |  |  |  | Waters | DGP
207 | 1000753 | WPPL16016 | 2016-305 | BB6M8X1 | CPU | Dell / Bio Laboratories Pte Ltd | VOSTRO 270 | Waters | DGP |  | No Warranty
208 | 1000753 | WPPL16016 | 2016-305 | 635LM190EKA0613 | 19"TFT -LCD Monitor | Coco Solution / Bio Laboratories Pte Ltd | GLM190ELM | Waters | DGP |  | N.A
2 - ELECTRONICS - IT INFRASTRUCTURE (SERVER RACK)
212 | N.A | N.A | N.A | 10.249.17.254 / 0017C54431F8 | Sonicwall TZ210 | Sonic Wall | APL20-063 | Waters | DGP | N.A | N.A
213 | N.A | N.A | N.A | 48575443D325AD18 | Optical Network Terminal | Huawei | EchoLife HG8040 | Waters | DGP
214 | N.A | N.A | N.A | RZLZ1G3000310 | Wireless AC1750 Dual-Band Gigabit Cloud Router | D-Link | DIR-868L | Waters | DGP
215 | N.A | N.A | N.A | 10.249.17.203 / LBNNTMMD510EGN | Ethernet Routing Switch | Avaya | 4524GT-PWR | Waters | DGP
216 | N.A | N.A | 2012-030 | Unmarked | 17U Network Cabinet (W600 x D600 x H945) | Syntax Enclosure System Pte Ltd | AS6617 | Waters | DGP
2 - ELECTRONICS - PRINTER
225 | TBA | WPPL17014 | 2017-323 | DGP1 / CNDXJDG6D7 | Printer with BarDimm | Hewlett Packard / Soft-Pro Computer Pte Ltd | HP Laserjet Enterprise 600 M605dn | Waters | DGP | N.A | N.A
226 | TBA | WPPL17014 | 2017-323 | DGP3 /CNDKK7S769 | Printer |  |  | Waters | DGP
219 | N.A | N.A | 2011-352 | 08J1116000322 | Thermal Barcode Label Printer (SAP) | Zebra / Advantech Peripherals Singapore Pte Ltd | ZM400 | Waters | DGP
2 - ELECTRONICS - HANDHELD SCANNING DEVICE
220 | 1000368 | WPPL11024 | 2011-352 | 11322520900508 | Wireless Access Port with Antennas | Motorola / Advantech Peripherals Singapore Pte Ltd | AP-5131 | Waters | DGP | N.A | N.A
227 | N.A | N.A | N.A | 8107000500272 *Not in working condition | Handheld Scanner (Catamaran v11) | Symbol / Advantech Peripherals Singapore Pte Ltd | MC9090 | Waters | DGP
228 | N.A | N.A | N.A | 9186000502122 |  |  |  | Waters | DGP
230 | N.A | N.A | N.A | 9186000502136 |  |  |  | Waters | DGP
231 | N.A | N.A | N.A | 1409300504822 |  |  | MC92N0 | Waters | DGP
223 | 1000368 | WPPL11024 | 2011-352 | 1132900503110 | 1-Dock Charger |  | CRD9000-1000 | Waters | DGP
229 | N.A | N.A | N.A | 8290000501608 *Not in working condition |  |  | CRD9000-1000 | Waters | DGP
3 - STORAGE
301 | N.A | N.A | 2015-362 | Unmarked | Racking System - 12 Rack (Dimension 122 x 61 x 244 cm) | DG Packaging Pte Ltd | N.A | Waters | DGP
302 | 1000660 | WPPL16002 | 2015-362 | Unmarked | Racking System - 8 Rack (Dimension 122 x 61 x 244 cm) |  | N.A | Waters | DGP
303 | 1000660 | WPPL16002 | 2015-362 | Unmarked | Flammable Cabinet 2 DR Manual 60G | Sysbel / DG Packaging Pte Ltd | WA810600 | Waters | DGP
3 - MHE - MATERIAL HANDLING
304 | N.A | N.A | 2015-344 | LT-01 | Step Ladder Trolley c/w 2 Platform | Y K Toh Marketing Pte Ltd | LT-Step03 | Waters | DGP
305 | N.A | N.A | N.A | Ladder | Ladder | Unmarked | N.A | Waters | DGP
3 - SIGNAGE AND STAMP
306 | N.A | N.A | N.A | 1pc | Self-Inking Stamp, 50mm X 17mm (Zack Lin's Signatory) | 2255 | SUN Printers Group Pte Ltd | Waters | Office
Any changes made are to be updated below:-
101 |  |  | PM contract details / Last and next CAL date updated
102 |  |  | PM contract details / Last and next CAL date updated
111 |  |  | next CAL date updated
112 |  |  | next CAL date updated

## Equipment removal
S/N | Equipment ID | Equipment Description | Manufacturer | Model | Equipment Serial Number | Interval | Due Date | Month | Vendor | Original Currency | Pricing in Original Currency | Price Converted to USD | Location | Remarks | 2019 Billing Party | 2019 Billing Period | 2019 PO# | 2018 Billing Period | 2018 PO# | Original Currency | Pricing in Original Currency | Price Converted to USD