## Summary 2020
Location | Part # | Deccription | Remarks | Need to order | Safety Stock | Balance | Date in/out | Quantity | Date in/out | Quantity | Date in/out | Quantity | Date in/out | Quantity | Date in/out | Quantity | Date in/out | Quantity | Date in/out | Quantity | Date in/out | Quantity | Date in/out | Quantity | Date in/out | Quantity | Date in/out | Quantity | Date in/out | Quantity | Date in/out | Quantity | Date in/out | Quantity | Date in/out | Quantity | Date in/out | Quantity | Date in/out | Quantity
R4 | 201000197 | I2V IBSM PM Kit (Incomplete set) |  |  |  | 1
R4 | 201000197 | ACQUITY I2V BSM PERFORMANCE MAINT KIT |  | 0 | 1 | 1
R4 | 201000260 | IBSM PM Kit |  |  |  | 1
R3 | 999027699 | Plier - Tube Press to Fitting for Alliance WAT271087 |  |  |  | 1
L3 | 187805-01 | IMAQ - A6804 NI Cable for detector |  |  |  | 1
L2 | OTO2016 | OTO2016 |  |  |  | 15
L3 | WAT046-12 | COMP SCREW 1/8 PEEK |  |  |  | 5
R1 | TJ36-CPSS-18U-2 | Omega for Alliance/ Velox Column Heater for GES |  |  |  | 3
R1 | P-L-1/10-1/8-2-0-T-3 | Omega for 5042 |  | 1 | 2 | 3 | 2020-06-08 | -1
R2 | 441001128 | Home/ Away latch sensor for ASO |  |  |  | 3
L3 | CF25048M312590 | light pipe for detector |  |  |  | 1
L3 | WAT097323 | WAT097323 lamp assy |  |  |  | 0
L3 | 700001722 | 15V @ 1.5A power supply |  |  |  | 1
L3 | WAT027-08 | Peek tubing .062OD x .040ID |  |  |  | 3
L3 | PCBA for TE82888 | Interface PCBA for Rough Alignment Tester TE82888 |  |  |  | 1
R3 | WAT021132 | Seal Insert for Alliance |  |  |  | 5
L2 | 430001208 | Vent valve P2 to Tee/ filter |  |  |  | 8
R3 | 999027952 | Assy Fix Ballscrew for alliance |  |  |  | 2
L2 | 9513K18 | color coded 0.0075" plastic shim for FTN |  |  |  | 7
L2 | 9513K19 | color coded 0.010" plastic shim for FTN |  |  |  | 7
R3 | ULN5804B | IC |  |  |  | 4
L2 | WAT053502 | PM Sticker |  |  |  | 190
L2 | RZZ pin | RZZ pin for FTN |  |  |  | 2
R2 | spare CPU connector | spare CPU connector |  |  |  | 6
L4 | QW2100 | QW2100 barcode scanner |  |  |  | 6
L4 | Mesur Matic PCBA | NA |  |  |  | 2
R2 | 700001351 | ASSY, PCB, DEGASSER AF for CEI PCBA |  |  |  | 3
R2 | 725000459 | ASSY, PCB, DEGASSER, QSPI MULTI-PERS | Order at PN# 700002511 | 0 | 2 | 5
R2 | LEMY22 | NA |  |  |  | 1
R2 | LPMY22 | NA |  |  |  | 1
R3 | 441000440 | Column Heater Cable for Alliance |  | 4 | 2 | 6 | 2020-06-08 | -1
L2 | PSL613315 | NA |  |  |  | 4
L3 | WAT011042 | BSM PM Plunger tool |  |  |  | 1
L2 | 405008767 | Cap valve for FTN line to cap for dust |  |  |  | 5
L2 | ULN2003A | FTN Sensor |  |  |  | 12
R3 | KUHP-11D51-24 | Pump Tray alliance |  |  |  | 1
R3 | 9120089 | diamond pin assy fix for CCD |  |  |  | 2
L2 | 430003154 | ASSY, WELDED TUBE, SS, .003 ID X 14.5 LG | Order at PN 700008869 | 0 | 4 | 6 | 2020-01-14 | -1
L2 | 430001101 | Tubing assy for FTN |  |  |  | 48
L2 | WAT026804 | For FTN |  |  |  | 7
L2 | 430001102 | Tubing assy for FTN |  |  |  | 48
L2 | 323000639 | NA |  |  |  | 25
L2 | ULN2064B | For FTN |  |  |  | 4
L2 | MC74HC14ANG | For FTN |  |  |  | 4
R2 | 21000552 | Tray Latch sensor for CEI ASO |  |  |  | 2
R3 | Keypad and Key printout | Keypad and Key printout for Alliance injector |  |  |  | 1
L4 | TBI SN-1X | SHIM |  |  |  | 2
L3 | 700004156 | Cuvette Set |  | 0 | 3 | 6
R3 | WAS081060 | 2487 CPU Board |  |  |  | 4
L2 | 205000730 | APH for FTN tester |  | 1 | 2 | 3
L2 | 205000894 | ACQ. I-Class APH, SS, 12.5 LG, .003 ID | Tubing assy with Pre-heater for FTN Tester (Valve to column) | 0 | 2 | 2
L2 | 700006052 | ASSY, CART, VENT, DOGLEG, 18 KPSI, DOM | EVent valve for FTN, PN 289006541 | 0 | 3 | 3
L2 | 700010979 | Netgear 5 port switch |  |  |  | 1
L3 | WAS081324 | 2487 lamp power supply |  |  |  | 2
L4 | 205015016 | ACQUITY UPLC ID Cell TUV, Analytical | TUV Flowcell | -3 | 8 | 5
L3 | 700003639 | 160GB Harddisk |  |  |  | 2
L3 | 700008988 | 250GB Harddisk |  |  |  | 4
L3 | Harddisk for Richport | Harddisk for Richport |  |  |  | 1
L3 | 700003090 | Lace Power Supply 350W |  | 0 | 3 | 3
L4 | 779065-01 (NI-6220) | NA |  |  |  | 1
R3 | 999119745 | NA |  |  |  | 4
L3 | 999028048 | NA |  |  |  | 3
L4 | 1P301-1001-11 (Edgeport) | Edgeport USB to Serial Converter | SN:E40672141 |  |  | 4
R2 | 210000190 | PCB Column Heater/Cooler |  |  |  | 3
R4 | TSP200350 (Polymicro) | NA |  |  |  | 1
R3 | 999026422 | Torque Wrench |  |  |  | 1
R3 | 999026375 | Torque Wrench |  |  |  | 1
R3 | 999032164 | Carrlane L-5-SS modified |  |  |  | 10
L2 | 999032368 | Socket Weldment, Upchurch SG HS: 82055900 |  |  |  | 5
R3 | 17742 | Pin for Alliance |  |  |  | 5
R3 | WAT046-01 | Yellow Ferrule for Alliance |  |  |  | 5
R2 | 7078-TRX-5 (Keithley) | 7078-TRX-5 CABLE, TRIAX, 3 SLOT LOW NOISE, 1.5M |  |  |  | 1
L3 | 186002350 | ACQUITY UPLC BEH C18 1.7µm 2.1x50mm Colv |  | -3 | 9 | 6
L3 | 186006049 | XBridgeR BEH C8 2.5um |  | 0 | 8 | 8
L3 | WAT035190 | Inline Filter Assy |  |  |  | 1
L2 | 430003141 | Samp Needle, 20uL |  |  |  | 1
R3 | 999025295 adjustment tool | Tohnichi SSP8N2x5/16 adjustment tool |  |  |  | 1
L4 | 289002450 | TUV Shunts |  |  |  | 6
L4 | 289002226 | Shunt cell, Acquity PDA | PDA Medium Shunts. Order at PN 700002874 | 0 | 3 | 3
L4 | 289002149 | PDA Large Shunts |  |  |  | 3
L4 | 289002219 | PDA Linearity Shunts |  |  |  | 1
R3 | 9026700 | Encoder alignment pin carousel eAlliance | additional 2 items |  |  | 4
L3 | Pin hole aperture | Pin hole aperture tool | missing 1 item |  |  | 5
R3 | VICI ASFVO | On/Off valve, air actuated/1"so | missing SF39391 | 0 | 2 | 4
R3 | BSDA025T-NC-PV | PLAST-O-MATIC |  | -1 | 3 | 2 | 2020-01-14 | -1
R3 | UG333/5PNGD | 600GB 15K RPM SAS 2.5in Hot Plug Drive, 3.5in HYB CARR, Cus Kit |  |  |  | 2
L5 | 700009641 | ESI PROBE ASSEMBLY 250mm Qda |  |  |  | 22 | [21 empty] | -1 | 2019-09-24 | 16 | 2019-09-25 | -16 | 2019-11-01 | 14 | 2019-12-06 | -1
L4 | 01038-65 | Weighing Balance Adapter 220V | Adapter only |  |  | 2
L6 | 1503191 | Wrist Band, Adjustable, 6ft Cord, Blue | Total of 4 |  |  | 1
L6 | 222635 | Analogue Surface Resistance Meter Kit |  |  |  | 1
L6 | RCDDT320-EN-BS | Tester, RCD |  |  |  | 1
L6 | 222563 | ESD Personnel Test Station |  |  |  | 0
L2 | 999038882 | Modified Nut Driver |  |  |  | 1
L3 | WAS207069 | 515 PLUNGER |  | 0 | 4 | 4
R3 | 700000254 | Performance Plus Sapphire CV CART (2) |  | 0 | 8 | 8
L3 | WAT022934 | Seal, Clear-100 |  | 0 | 4 | 4
R3 | WAT025531 | Assy, Solvent Filter |  | 0 | 2 | 2
| 201000174 | ACQUITY SAMPLE MGR PERFORM MAINT KIT |  | 0 | 1 | 1
| 201000281 | ACQUITY PDA/TUV 2489/2998 PERF MAINT KIT |  | 0 | 1 | 1
| 700002642 | ACQUITY UPLC ABSORBANCE 10MM TEST SOL |  | 0 | 1 | 1
R4 | 186002457 | White, 9mm Screw Cap w/Bonded pre-slit P |  | -1 | 2 | 1
R4 | 186005827 | Blk Cap 12x32mm vial PSlt PTFE Sil Sept |  | 0 | 2 | 2
R4 | 186002127 | Green Screw Cap (9mm) w/Bonded Pre-Slit |  | -1 | 2 | 1
R4 | 186002128 | Red Screw Cap (9mm) w/Bonded Pre-Slit PT |  | -1 | 2 | 1
R3 | 186003031 | XBridge C18 3.5 um 4.6 x 50 mm Column |  | 0 | 12 | 22 | 2020-01-14 | -1 | 2020-03-16 | -1
| 700003741 | HPLC System UV Test Solutions | Ampules 1, 3, 7, 8 & 9 | 0 | 6 | 6
R3 | G14F06201 | Bar Code Scanner QW2100 |  |  |  | 0
R4 | 1439MG01HA79 | Logitech Keyboard |  |  |  | 1
R4 | E1715S | Dell Monitor |  |  |  | 0
| 6070945 | 1/16" Blanking Plug |  |  |  | 3
| 7714898 | 5/32 Cap |  |  |  | 5
| 7715071 | 6mm to 6mm Joint |  |  |  | 5
| 700003811 | ThermpGreen High temp Sepa |  |  |  | 16
| 371-9549 | 5/32 Plug |  |  |  | 12
| C105-14-304 | Swing Clamp Assembly & Nut |  |  |  | 2
| C10514397 | NW25 Centering Ring VIT |  |  |  | 2
| KQ2C06-00A | 6mm Cap |  |  |  | 10
| KQ2P-06 | 6mm Plug |  |  |  | 7
|  | Analyser Back Cover |  |  |  | 1
|  | Leak Check Adaptor |  |  |  | 1
|  | Tube Sharperner Cover |  |  |  | 1
L4 | FA-24PS | 24 Volt Powersupply |  |  |  | 3
L4 | 71216SN2BL00, C111Q3 | Parker Fluid Control DIV |  |  |  | 2
L4 | 210000399 | 2414 Front End Controller | Order at PN 700001116, ASSY, PCB, 2414 FRONT END BOARD | 0 | 2 | 2
L4 | 999041977-03 | Backpressure Verification Sample, Assembly |  |  |  | 1
L4 | 999041977-04 | Backpressure Verification Sample, Assembly |  |  |  | 0
R4 | SPC15329 | Banana Plug |  |  |  | 24
L3 | 210000520 | 2 CPU'S for 210000478 |  |  |  | 1
R3 | 999042549 | Insert Upper Ram, Check Valve Housing |  |  |  | 2
R3 | WAT069507 | SPRING, COMP 180 OD X 1.25 |  |  |  | 0
R4 | 201000160 | 1525 EF PM Kit (Incomplete set) |  |  |  | 1
R4 | 201000160 | 1525 EF PM Kit |  |  |  | 1
L3 | 289006760 | ASSY, CARTRIDGE, CM, 18 KPSI | Order at PN 205000877 (2 per), KIT, VALVE CARTRIDGES, SS I-Class CM-A | 0 | 2 | 2
L4 | 700005269 | PERFORMANCE PLUS HB DEUTERIUM LAMP ASSY |  | 0 | 6 | 6
| 667004297 | SQT Option for Systems on Emp 3 |  |  |  | 0
R3 | HPRV-250SS-V-1200 | Generant High Pressure Valve 316 SS 1/4" NPT, Viton seal, 1200PSI Set Point |  |  |  | 1
| 700009330 | PERFORMANCE PLUS HB DEUTERIUM LAMP ASSY |  |  |  | 4
L4 | 700005250 | PCB, HTCH-A ACTIVE COL HEATER |  |  |  | 1
L5 | 700009768 | Aperture Disk Assembly P Qda |  |  |  | 24
R2 | WAT056370 | PCB CPU (Old Version) for Pump tray tester |  |  |  | 0
L5 | 289012535 | Filament Assembly |  |  |  | 8
L5 |  | Brooks 2510 Flow Meter |  |  |  | 2
R1 | 442000135 | UK Power Cord |  |  |  | 8
L3 | 002261-BJ-BA-00 | Filament Assembly |  |  |  | 1
| BVHVU6 | HAND VALVES |  |  |  | 4
| BVU60-1212 | MANUAL |  |  |  | 4
R2 | 700005512 | ASSY, PCB, ACQ PDA CHARGE AMP WSN | Packed in a box with PN# 210000333, 210000520 |  |  | 1
L2 | 999041596 | Gage for 50ML wand |  |  |  | 1
R4 | 700001834 | BATTERY, 3.0V ZEROPOWER, SNAPHAT |  |  |  | 8
WPPL Lab | SMX750I | APC Smart X 750 230V |  |  |  | 1
L5 | 160B96F | National Instruments PXI-4130 Power SMU | For GTS |  |  | 1
L5 |  | National Instruments PXI-6229 M Series Multifunction DAQ | For GTS (S/N: 164D2A9 & 164D2B4) |  |  | 2
R2 | TE82996 Driver | Adapter Control Board | For CEI GTS1 test fixture TE82994-2 |  |  | 4
L1 | 999027952-3 | Dogpoint Screw tool |  |  |  | 14
L1 | 999028283 | Fork Tool |  |  |  | 9
L1 | 999028283-1 | Spare Fork |  |  |  | 8
L1 | 999029341 | Fitting Tool |  |  |  | 6
L1 | 119646 | Insertion Tool |  |  |  | 1
L1 | 999028048 | Sleeve | Retaining ring press set |  |  | 2
L1 | 999027952-2 | Spanner Wrench |  |  |  | 1
L1 | 999026375-1 | Torque Driver Fitting Tool |  |  |  | 1
L1 | 999027063 | LED Holder Assy Tool |  |  |  | 1
L1 | 999029850 | Check Valve Cable Assy Tool |  |  |  | 1
L1 | 999120050 | Encoder Lock Tool |  |  |  | 2
L1 | 999039080 | Clean Plate |  |  |  | 6
L1 | 119652 | Press Tooling (Punch Pin Bearing Assy) |  |  |  | 1
L1 | P-299 | Fitting Wrench | Extender Tool-Flangeless Nut |  |  | 2
L1 | 999027845 | Plunger Asst Fix -Vista- |  |  |  | 1
L1 | 999026329 | Encoder Alignment Tool |  |  |  | 2
L1 | 999026419 | PCB Standoff Tool |  |  |  | 1
L1 | 888004188 | Spacer |  |  |  | 1
R3 | 1P301-1003-10 (Edgeport) | Edgeport USB to Serial Converter | SN:E51466456 |  |  | 1
R3 | 72218BN4UV00N0L322P3 | PARKER VALVE C/W 110VAC COIL |  |  |  | 1
L1 | WAT070216 | BULK Head Fitting, 0.020 ID |  |  |  | 4
L2 | 205000610 | Acquity UPLC TUV 5mm SS FC |  |  |  | 1
L1 | KR-515 | Reticle 12 concentric circles 0.06 - 0.72 inch, frosted substrate, regular top, 27mm diameter |  |  |  | 1
L1 | KR-525 | Reticle 30 concentric circles, frosted substrate, regular top, 30mm diameter |  |  |  | 1
L1 | 999038140 | WRENCH FOR KNURLED NUT 405015874 |  |  |  | 2
L1 | WAT027629 | Syringe Assembly 10ml Safety |  |  |  | 1
L2 | CL-66-CTK | CL-66-CTK |  |  |  | 4
Note on G1: HuaZhen Luo: Balance from 2019
Note on F3: HuaZhen Luo: Column Manager Tester PM
Note on F39: HuaZhen Luo: Repair parts for FTN
Note on F52: HuaZhen Luo: Repair parts for Venture
Note on F53: HuaZhen Luo: Repair parts for Venture
Note on F56: HuaZhen Luo: PM parts for FTN. All 8 units sent to Paul for reprogram
Note on F60: HuaZhen Luo: Repair parts for old LACE PC
Note on F74: HuaZhen Luo: 8x FTN PM and 1x for Column Manager Tester at Venture
Note on F75: HuaZhen Luo: FTN PM
Note on F80: HuaZhen Luo: No. is based on last year usage
Note on F85: HuaZhen Luo: No. is based on last year usage. Repair parts for Flex
Note on F86: HuaZhen Luo: Spare part for 3x Pump Tray testers repair
Note on AJ88: [Threaded comment] Your version of Excel allows you to read this threaded comment; however, any edits to it will get removed if the file is opened in a newer version of Excel. Learn more: https://go.microsoft.com/fwlink/?linkid=870924 Comment: for the QDa PM in the IFWRC lab
Note on F95: HuaZhen Luo: PM parts for Venture
Note on F96: HuaZhen Luo: PM parts fro Venture
Note on F97: HuaZhen Luo: PM Parts for Venture
Note on F98: HuaZhen Luo: PM parts for Venture
Note on F99: HuaZhen Luo: PM parts for Venture
Note on F100: HuaZhen Luo: PM parts for Venture
Note on F101: HuaZhen Luo: PM parts for Venture
Note on F102: HuaZhen Luo: No. is based on last year usage.
Note on F103: HuaZhen Luo: No. is based on last year usage.
Note on F104: HuaZhen Luo: No. is based on last year usage.
Note on F105: HuaZhen Luo: No. is based on last year usage.
Note on F106: HuaZhen Luo: Used for Alliance Final Testers. 4 ports x 6 testers = 24 Revise to 12 as replacement rate was lower than initial estimate on 14Jan20
Note on F107: HuaZhen Luo: Test solution for 6 Alliance Testers
Note on F125: HuaZhen Luo: CEI Fixture Repair
Note on F134: HuaZhen Luo: Repair parts for Venture FTN testers
Note on F135: HuaZhen Luo: PM parts for Venture

## OLD Summary
Location | Part # | Deccription | Remarks | Need to order | Safety Stock | Balance | Date in/out | Quantity | Date in/out | Quantity | Date in/out | Quantity | Date in/out | Quantity | Date in/out | Quantity | Date in/out | Quantity | Date in/out | Quantity | Date in/out | Quantity | Date in/out | Quantity | Date in/out | Quantity | Date in/out | Quantity | Date in/out | Quantity | Date in/out | Quantity | Date in/out | Quantity | Date in/out | Quantity | Date in/out | Quantity | Date in/out | Quantity | Date in/out | Quantity | Date in/out | Quantity | Date in/out | Quantity | Date in/out | Quantity | Date in/out | Quantity | Date in/out | Quantity | Date in/out | Quantity | Date in/out | Quantity | Date in/out | Quantity
R4 | 201000197 | I2V IBSM PM Kit (Incomplete set) |  |  |  | 1 | 2018-01-02 | 1
R4 | 201000197 | ACQUITY I2V BSM PERFORMANCE MAINT KIT |  | 0 | 1 | 1 | 2018-03-07 | 1 | 2018-03-07 | -1 | 2019-02-25 | 1 | 2019-03-20 | 1 | 2019-03-20 | -1
R4 | 201000260 | IBSM PM Kit |  |  |  | 1 | 2018-01-02 | 1
R3 | 999027699 | Plier - Tube Press to Fitting for Alliance WAT271087 |  |  |  | 1 | 2018-01-02 | 1
L3 | 187805-01 | IMAQ - A6804 NI Cable for detector |  |  |  | 1 | 2018-01-02 | 1
L2 | OTO2016 | OTO2016 |  |  |  | 15 | 2018-01-02 | 15
L3 | WAT046-12 | Peek |  |  |  | 5 | 2018-01-02 | 5
R1 | TJ36-CPSS-18U-2 | Omega for Alliance/ Velox Column Heater for GES |  |  |  | 3 | 2018-01-02 | 3
R1 | P-L-1/10-1/8-2-0-T-3 | Omega for 5042 |  |  |  | 3 | 2018-01-02 | 3
R2 | 441001128 | Home/ Away latch sensor for ASO |  |  |  | 3 | 2018-01-02 | 3
L3 | CF25048M312590 | light pipe for detector |  |  |  | 1 | 2018-01-02 | 1
L3 | WAT097323 | WAT097323 lamp assy |  |  |  | 4 | 2018-01-02 | 4
L3 | 700001722 | 15V @ 1.5A power supply |  |  |  | 1 | 2018-01-02 | 1
L3 | WAT027-08 | Peek tubing .062OD x .40ID |  |  |  | 3 | 2018-01-02 | 3
L3 | PCBA for TE82888 | Interface PCBA for Rough Alignment Tester TE82888 |  |  |  | 1 | 2018-01-02 | 1
R3 | WAT021132 | Seal Insert for Alliance |  |  |  | 5 | 2018-01-02 | 6 | 2018-05-28 | -1
L2 | 430001208 | Vent valve P2 to Tee/ filter |  |  |  | 8 | 2018-01-02 | 8
R3 | 999027952 | Assy Fix Ballscrew for alliance |  |  |  | 2 | 2018-01-02 | 2
L2 | 9513K18 | color coded 0.0075" plastic shim for FTN |  |  |  | 7 | 2018-01-02 | 7
L2 | 9513K19 | color coded 0.010" plastic shim for FTN |  |  |  | 7 | 2018-01-02 | 7
R3 | ULN5804B | IC |  |  |  | 4 | 2018-01-02 | 4
L2 | WAT053502 | PM Sticker |  |  |  | 190 | 2018-01-02 | 194 | 2018-10-17 | -4
L2 | RZZ pin | RZZ pin for FTN |  |  |  | 2 | 2018-01-02 | 2
R2 | spare CPU connector | spare CPU connector |  |  |  | 6 | 2018-01-02 | 6
L4 | QW2100 | QW2100 barcode scanner |  |  |  | 6 | 2018-01-02 | 6
L4 | Mesur Matic PCBA | NA |  |  |  | 2 | 2018-01-02 | 2
R2 | 700001351 | ASSY, PCB, DEGASSER AF for CEI PCBA |  |  |  | 3 | 2018-01-02 | 3
R2 | 725000459 | ASSY, PCB, DEGASSER, QSPI MULTI-PERS | Order at PN# 700002511 | 0 | 2 | 5 | 2018-08-23 | 5 | 2019-03-20 | 2 | 2019-04-22 | -2
R2 | LEMY22 | NA |  |  |  | 1 | 2018-01-02 | 1
R2 | LPMY22 | NA |  |  |  | 1 | 2018-01-02 | 1
R2 | 441000440 | Column Heater Cable for Alliance |  |  |  | 6 | 2018-01-02 | 6
L2 | PSL613315 | NA |  |  |  | 5 | 2018-01-02 | 5
L3 | WAT011042 | BSM PM Plunger tool |  |  |  | 1 | 2018-01-02 | 1
L2 | 405008767 | Cap valve for FTN line to cap for dust |  |  |  | 5 | 2018-01-02 | 5
L2 | ULN2003A | FTN Sensor |  |  |  | 12 | 2018-01-02 | 12
R3 | KUHP-11D51-24 | Pump Tray alliance |  |  |  | 1 | 2018-01-02 | 1
R3 | 9120089 | diamond pin assy fix for CCD |  |  |  | 2 | 2018-01-02 | 2
L2 | 430003154 | ASSY, WELDED TUBE, SS, .003 ID X 14.5 LG | Order at PN 700008869 | 0 | 4 | 4 | 2018-01-02 | 8 | 2018-01-30 | -1 | 2018-08-28 | -1 | 2018-11-20 | -1 | 2018-11-28 | -1 | 2019-05-14 | -1 | 2019-09-24 | 1
L2 | 430001101 | Tubing assy for FTN |  |  |  | 48 | 2018-01-02 | 48
L2 | WAT026804 | For FTN |  |  |  | 7 | 2018-01-02 | 7
L2 | 430001102 | Tubing assy for FTN |  |  |  | 48 | 2018-01-02 | 48
L2 | 323000639 | NA |  |  |  | 25 | 2018-01-02 | 25
L2 | ULN2064B | For FTN |  |  |  | 4 | 2018-01-02 | 4
L2 | MC74HC14ANG | For FTN |  |  |  | 4 | 2018-01-02 | 4
R2 | 21000552 | Tray Latch sensor for CEI ASO |  |  |  | 2 | 2018-01-02 | 2
R3 | Keypad and Key printout | Keypad and Key printout for Alliance injector |  |  |  | 1 | 2018-01-02 | 1
L4 | TBI SN-1X | SHIM |  |  |  | 2 | 2018-01-02 | 2
L3 | 700004156 | Cuvette Set |  | 0 | 3 | 7 | 2018-01-02 | 8 | 2019-07-05 | -1
R3 | WAS081060 | 2487 CPU Board |  |  |  | 4 | 2018-01-02 | 4
L2 | 205000730 | APH for FTN tester |  |  |  | 3 | 2018-01-02 | 3
L2 | 205000894 | ACQ. I-Class APH, SS, 12.5 LG, .003 ID | Tubing assy with Pre-heater for FTN Tester (Valve to column) | 0 | 2 | 2 | 2018-01-02 | 3 | 2018-12-21 | -1
L2 | 700006052 | ASSY, CART, VENT, DOGLEG, 18 KPSI, DOM | EVent valve for FTN, PN 289006541 | 0 | 3 | 3 | 2018-01-02 | 5 | 2019-01-18 | -2 | 2019-08-15 | -1 | 2019-09-24 | 1
L2 | 700010979 | Netgear 5 port switch |  |  |  | 1 | 2018-01-02 | 1
L3 | WAS081324 | 2487 lamp power supply |  |  |  | 2 | 2018-01-02 | 2
L4 | 205015016 | ACQUITY UPLC ID Cell TUV, Analytical | TUV Flowcell | -3 | 8 | 5 | 2018-01-02 | 1 | 2018-09-06 | 8 | 2018-09-17 | -4 | 2018-11-01 | 4 | 2018-12-21 | -4 | 2019-02-25 | 4 | 2018-04-18 | -8 | 2019-06-03 | 8 | 2019-09-02 | -4
L3 | 700003639 | 160GB Harddisk |  |  |  | 2 | 2018-01-02 | 2
L3 | 700008988 | 250GB Harddisk |  |  |  | 4 | 2018-01-02 | 4
L3 | Harddisk for Richport | Harddisk for Richport |  |  |  | 1 | 2018-01-02 | 1
L3 | 700003090 | Lace Power Supply 350W |  | 0 | 2 | 2 | 2018-01-02 | 2 | 2018-04-20 | -1 | 2018-04-24 | 3 | 2018-11-20 | -2 | 2019-02-13 | 2 | 2019-02-14 | -1 | 2019-04-04 | -1 | 2019-05-14 | -1
L4 | 779065-01 (NI-6220) | NA |  |  |  | 1 | 2018-01-02 | 1 | 2019-06-25 | -1 | 2019-07-25 | 1
R3 | 999119745 | NA |  |  |  | 4 | 2018-01-02 | 4
L3 | 999028048 | NA |  |  |  | 3 | 2018-01-02 | 3
L4 | 1P301-1001-11 (Edgeport) | Edgeport USB to Serial Converter | SN:E40672141 |  |  | 4 | 2018-01-02 | 4
R2 | 210000190 | PCB Column Heater/Cooler |  |  |  | 3 | 2018-01-02 | 3
R4 | TSP200350 (Polymicro) | NA |  |  |  | 1 | 2018-01-02 | 1
R3 | 999026422 | Torque Wrench |  |  |  | 1 | 2018-01-02 | 1
R3 | 999026375 | Torque Wrench |  |  |  | 1 | 2018-01-02 | 1
R3 | 999032164 | Carrlane L-5-SS modified |  |  |  | 10 | 2018-01-02 | 10
L2 | 999032368 | Socket Weldment, Upchurch SG HS: 82055900 |  |  |  | 5 | 2018-01-02 | 5
R3 | 17742 | Pin for Alliance |  |  |  | 5 | 2018-01-02 | 5
R3 | WAT046-01 | Yellow Ferrule for Alliance |  |  |  | 5 | 2018-01-02 | 5
R2 | 7078-TRX-5 (Keithley) | 7078-TRX-5 CABLE, TRIAX, 3 SLOT LOW NOISE, 1.5M |  |  |  | 1 | 2018-01-02 | 1
L3 | 186002350 | ACQUITY UPLC BEH C18 1.7µm 2.1x50mm Colv | Need to reorder in Jan 2019 - SS 8 pieces | 0 | 9 | 10 | 2018-01-02 | 9 | 2018-01-11 | -4 | 2018-03-07 | -1 | 2018-07-12 | -1 | 2018-08-14 | 4 | 2018-09-17 | -1 | 2018-09-17 | -4 | 2018-12-21 | 1 | 2018-12-21 | -3 | 2019-01-03 | 2 | 2019-01-03 | -1 | 2019-02-25 | 1 | 2019-03-20 | 8 | 2019-03-20 | -1 | 2019-06-03 | -1 |  | -2 | 2019-07-09 | -1 | 2019-08-15 | -1 | 2019-09-02 | -4 | 2019-09-24 | 10
L3 | 186006049 | XBridgeR BEH C8 2.5um | Need to reorder in Jan 2019 - SS 8 pieces | -4 | 8 | 4 | 2018-01-02 | 8 | 2018-01-11 | -4 | 2018-09-05 | 3 | 2018-09-17 | -4 | 2018-09-19 | 1 | 2018-12-21 | -4 | 2019-03-20 | 8 | 2019-09-02 | -4
L3 | WAT035190 | Inline Filter Assy |  |  |  | 1 | 2018-01-02 | 1
L2 | 430003141 | Samp Needle, 20uL |  |  |  | 1 | 2018-01-02 | 1
R3 | 999025295 adjustment tool | Tohnichi SSP8N2x5/16 adjustment tool |  |  |  | 1 | 2018-01-02 | 1
L4 | 289002450 | TUV Shunts |  |  |  | 6 | 2018-01-02 | 6
L4 | 289002226 | Shunt cell, Acquity PDA | PDA Medium Shunts. Order at PN 700002874 | 0 | 3 | 3 | 2018-01-02 | 3 | 2018-01-12 | -1 | 2018-01-23 | -2 | 2019-03-20 | 3
L4 | 289002149 | PDA Large Shunts |  |  |  | 3 | 2018-01-02 | 3
L4 | 289002219 | PDA Linearity Shunts |  |  |  | 1 | 2018-01-02 | 1
R3 | 9026700 | Encoder alignment pin carousel eAlliance | additional 2 items |  |  | 4 | 2018-01-02 | 4
L3 | Pin hole aperture | Pin hole aperture tool | missing 1 item |  |  | 5 | 2018-01-02 | 5
R3 | VICI ASFVO | On/Off valve, air actuated/1"so | missing SF39391 | -1 | 2 | 1 | 2018-01-02 | 7 | 2018-03-02 | -1 | 2018-03-15 | -1 | 2018-04-10 | -1 | 2018-06-20 | -1 | 2018-09-18 | -1 | 2019-08-30 | -1
R3 | BSDA025T-NC-PV | PLAST-O-MATIC | missing 2 item |  |  | 6 | 2018-01-02 | 8 | 2018-08-15 | -1 | 2018-08-16 | -1
R3 | UG333/5PNGD | 600GB 15K RPM SAS 2.5in Hot Plug Drive, 3.5in HYB CARR, Cus Kit |  |  |  | 2 | 2018-01-12 | 2
L5 | 700009641 | ESI PROBE ASSEMBLY 250mm Qda |  |  |  | 41 | 2018-02-20 | 5 | 2018-02-20 | -2 | 2018-03-12 | 6 | 2018-03-12 | -4 | 2018-09-12 | -2 | 2018-09-20 | 20 | 2018-10-02 | -1 | 2018-10-17 | -8 | 2018-10-29 | -1 | 2018-11-01 | 4 | 2019-03-12 | -8 | 2019-03-20 | -4 | 2019-04-01 | -5 | 2019-04-03 | 48 | 2019-04-03 | -5 | 2019-04-09 | -1 | 2019-04-17 | 1 | 2019-05-08 | -8 | 2019-05-29 | -8 | 2019-06-14 | -1 | 2019-08-05 | -1 | 2019-09-24 | 16
L4 | 01038-65 | Weighing Balance Adapter 220V | Adapter only |  |  | 2 | 2018-02-20 | 2
L6 | 1503191 | Wrist Band, Adjustable, 6ft Cord, Blue | Total of 4 |  |  | 1 | 2018-02-27 | 4 | 2018-02-27 | -2 | 2018-03-08 | -1
L6 | 222635 | Analogue Surface Resistance Meter Kit |  |  |  | 1 | 2018-02-27 | 1
L6 | RCDDT320-EN-BS | Tester, RCD |  |  |  | 1 | 2018-02-27 | 1
L6 | 222563 | ESD Personnel Test Station |  |  |  | 0 | 2018-02-27 | 1 | 2018-02-27 | -1
L2 | 999038882 | Modified Nut Driver |  |  |  | 1 | 2018-03-01 | 1
L3 | WAS207069 | 515 PLUNGER |  | 0 | 4 | 4 | 2018-03-07 | 4 | 2018-03-07 | -4 | 2018-09-06 | 8 | 2018-09-06 | -2 | 2019-03-20 | -4 | 2019-04-03 | 1 | 2019-09-24 | 1
R3 | 700000254 | Performance Plus Sapphire CV CART (2) |  | 0 | 8 | 8 | 2018-03-07 | 8 | 2018-03-07 | -8 | 2018-07-31 | 16 | 2018-08-06 | -8 | 2019-03-20 | -8 | 2019-04-03 | 8
L3 | WAT022934 | Seal, Clear-100 |  | 0 | 4 | 4 | 2018-03-07 | 2 | 2018-03-07 | -2 | 2018-09-06 | 8 | 2018-09-06 | -2 | 2019-03-20 | -4 | 2019-04-03 | 2
R3 | WAT025531 | Assy, Solvent Filter |  | 0 | 2 | 2 | 2018-03-07 | 2 | 2018-08-07 | -2 | 2019-03-20 | 2 | 2019-03-20 | -2 | 2019-04-03 | 2
| 201000174 | ACQUITY SAMPLE MGR PERFORM MAINT KIT |  | 0 | 1 | 1 | 2018-03-07 | 1 | 2018-03-07 | -1 | 2019-02-25 | 1 | 2019-03-20 | 1 | 2019-03-20 | -1
| 201000281 | ACQUITY PDA/TUV 2489/2998 PERF MAINT KIT |  | 0 | 1 | 1 | 2018-03-07 | 1 | 2018-03-07 | -1 | 2019-02-25 | 1 | 2019-03-20 | 1 | 2019-03-20 | -1
| 700002642 | ACQUITY UPLC ABSORBANCE 10MM TEST SOL |  | 0 | 1 | 1 | 2018-03-07 | 1 | 2018-03-07 | -1 | 2019-02-25 | 1 | 2019-03-20 | 1 | 2019-03-20 | -1
R4 | 186002457 | White, 9mm Screw Cap w/Bonded pre-slit P |  | 0 | 2 | 2 | 2018-03-07 | 1 | 2018-03-07 | -1 | 2018-10-02 | 4 | 2018-10-02 | -1 | 2019-03-07 | -1
R4 | 186005827 | Blk Cap 12x32mm vial PSlt PTFE Sil Sept |  | 0 | 2 | 3 | 2018-03-07 | 1 | 2018-03-07 | -1 | 2018-10-02 | 2 | 2018-10-02 | -1 | 2019-03-20 | 2
R4 | 186002127 | Green Screw Cap (9mm) w/Bonded Pre-Slit |  | 0 | 2 | 2 | 2018-03-07 | 1 | 2018-03-07 | -1 | 2018-10-02 | 2 | 2019-03-07 | -1 | 2019-04-08 | 1 | 2019-07-18 | -1 | 2019-09-24 | 1
R4 | 186002128 | Red Screw Cap (9mm) w/Bonded Pre-Slit PT |  | 0 | 2 | 2 | 2018-03-07 | 1 | 2018-03-07 | -1 | 2018-10-02 | 2 | 2019-03-07 | -1 | 2019-04-17 | 1 | 2019-07-18 | -1 | 2019-09-24 | 1
R3 | 186003031 | XBridge C18 3.5 um 4.6 x 50 mm Column |  | 0 | 24 | 24 | 2018-03-07 | 30 | 2018-03-07 | -20 | 2018-04-24 | 10 | 2018-05-23 | -4 | 2019-01-02 | -1 | 2019-03-20 | 9 | 2019-07-10 | -2 | 2019-09-24 | 2
| 700003741 | HPLC System UV Test Solutions | Ampules 1, 3, 7, 8 & 9 | 0 | 6 | 7 | 2018-03-07 | 10 | 2018-03-07 | -10 | 2018-03-20 | 30 | 2018-03-20 | -30 | 2019-02-25 | 1 | 2019-03-15 | 6
R3 | G14F06201 | Bar Code Scanner QW2100 |  |  |  | 0 | 2018-05-22 | 1 | 2018-05-22 | -1
R4 | 1439MG01HA79 | Logitech Keyboard |  |  |  | 1 | 2018-05-22 | 1
R4 | E1715S | Dell Monitor |  |  |  | 0 | 2018-05-22 | 1 | 2018-05-22 | -1
| 6070945 | 1/16" Blanking Plug |  |  |  | 3 | 2018-05-24 | 3
| 7714898 | 5/32 Cap |  |  |  | 5 | 2018-05-24 | 5
| 7715071 | 6mm to 6mm Joint |  |  |  | 5 | 2018-05-24 | 5
| 700003811 | ThermpGreen High temp Sepa |  |  |  | 16 | 2018-05-24 | 16
| 371-9549 | 5/32 Plug |  |  |  | 12 | 2018-05-24 | 12
| C105-14-304 | Swing Clamp Assembly & Nut |  |  |  | 2 | 2018-05-24 | 2
| C10514397 | NW25 Centering Ring VIT |  |  |  | 2 | 2018-05-24 | 2
| KQ2C06-00A | 6mm Cap |  |  |  | 10 | 2018-05-24 | 10
| KQ2P-06 | 6mm Plug |  |  |  | 7 | 2018-05-24 | 7
|  | Analyser Back Cover |  |  |  | 1 | 2018-05-24 | 1
|  | Leak Check Adaptor |  |  |  | 1 | 2018-05-24 | 1
|  | Tube Sharperner Cover |  |  |  | 1 | 2018-05-24 | 1
L4 | FA-24PS | 24 Volt Powersupply |  |  |  | 3 | 2018-06-05 | 2 | 2019-01-03 | 1
L4 | 71216SN2BL00, C111Q3 | Parker Fluid Control DIV |  |  |  | 2 | 2018-06-07 | 2
L4 | 210000399 | 2414 Front End Controller | Order at PN 700001116, ASSY, PCB, 2414 FRONT END BOARD | 0 | 2 | 2 | 2018-06-29 | 2 | 2018-06-29 | -1 | 2018-07-02 | 2 | 2018-09-13 | -1
L4 | 999041977-03 | Backpressure Verification Sample, Assembly |  |  |  | 1 | 2018-07-02 | 1 | 2019-06-03 | -1 | 2019-08-05 | 1
L4 | 999041977-04 | Backpressure Verification Sample, Assembly |  |  |  | 0 | 2018-07-02 | 1 | 2018-07-02 | -1 | 2019-06-03 | 1 | 2019-06-03 | -1 | 2019-08-05 | 1 | 2019-08-06 | -1
R4 | SPC15329 | Banana Plug |  |  |  | 24 | 2018-07-19 | 30 | 2018-09-24 | -2 | 2018-09-24 | -2 | 2018-09-24 | -2
L3 | 210000520 | 2 CPU'S for 210000478 |  |  |  | 1 | 2018-07-27 | 2 | 2018-07-27 | -1
R3 | 999042549 | Insert Upper Ram, Check Valve Housing |  |  |  | 2 | 2018-08-13 | 3 | 2018-08-13 | -1
R3 | WAT069507 | Assy Cable Washpump |  |  |  | 0 | 2018-08-07 | 16 | 2018-08-07 | -16
R4 | 201000160 | 1525 EF PM Kit (Incomplete set) |  |  |  | 1 | 2018-01-02 | 1
R4 | 201000160 | 1525 EF PM Kit |  |  |  | 1 | 2018-01-02 | 1
L3 | 289006760 | ASSY, CARTRIDGE, CM, 18 KPSI | Order at PN 205000877 (2 per), KIT, VALVE CARTRIDGES, SS I-Class CM-A Need to reorder in Jan 2019 - 1 set 205000877 - SS 2 pieces | 0 | 2 | 2 | 2018-08-28 | 2 | 2018-08-28 | -1 | 2018-12-21 | -1 | 2019-03-20 | 1 | 2019-04-03 | 2 | 2019-04-04 | -1
L4 | 700005269 | PERFORMANCE PLUS HB DEUTERIUM LAMP ASSY |  | 0 | 6 | 6 | 2018-08-28 | 6 | 2018-09-17 | -6 | 2019-03-20 | 2 | 2019-03-20 | 4
| 667004297 | SQT Option for Systems on Emp 3 |  |  |  | 0 | 2018-09-06 | 1 | 2018-09-06 | -1
R3 | HPRV-250SS-V-1200 | Generant High Pressure Valve 316 SS 1/4" NPT, Viton seal, 1200PSI Set Point |  |  |  | 1 | 2018-09-12 | 1
| 700009330 | PERFORMANCE PLUS HB DEUTERIUM LAMP ASSY |  |  |  | 4 | 2018-09-14 | 4
L4 | 700005250 | PCB, HTCH-A ACTIVE COL HEATER |  |  |  | 1 | 2018-09-19 | 1 | 2018-09-19 | -1 | 2018-09-24 | 1
L5 | 700009768 | Aperture Disk Assembly P Qda |  |  |  | 41 | 2018-09-20 | 20 | 2018-10-17 | -4 |  | -4 | 2019-04-01 | -10 | 2019-04-03 | 40 | 2019-05-08 | -8 | 2019-05-29 | -8 | 2019-08-05 | -1 | 2019-09-24 | 16
R2 | WAT056370 | PCB CPU |  |  |  | 1 | 2018-10-08 | 2 | 2018-10-08 | -1
L5 | 289012535 | Filament Assembly |  |  |  | 8 | 2018-10-26 | 8 | 2018-10-26 | -2 | 2019-05-13 | 6 | 2019-05-14 | -4
L5 |  | Brooks 2510 Flow Meter |  |  |  | 2 | 2018-10-26 | 10 | 2018-10-26 | -8
R1 | 442000135 | UK Power Cord |  |  |  | 8 | 2018-10-29 | 4 | 2018-10-29 | -4 | 2018-12-11 | 8
L3 | 002261-BJ-BA-00 | Filament Assembly |  |  |  | 1 | 2018-11-01 | 1
| BVHVU6 | HAND VALVES |  |  |  | 4 | 2018-11-01 | 4
| BVU60-1212 | MANUAL |  |  |  | 4 | 2018-11-01 | 4
R2 | 700005512 | ASSY, PCB, ACQ PDA CHARGE AMP WSN | Packed in a box with PN# 210000333, 210000520 |  |  | 1 | 2018-12-11 | 1
L2 | 999041596 | Gage for 50ML wand |  |  |  | 1 | 2019-01-03 | 1
R4 | 700001834 | BATTERY, 3.0V ZEROPOWER, SNAPHAT |  |  |  | 8 | 2019-01-18 | 8
WPPL Lab | SMX750I | APC Smart X 750 230V |  |  |  | 1 | 2019-01-18 | 1
L5 | 160B96F | National Instruments PXI-4130 Power SMU | For GTS |  |  | 1 | 2019-01-21 | 1
L5 |  | National Instruments PXI-6229 M Series Multifunction DAQ | For GTS (S/N: 164D2A9 & 164D2B4) |  |  | 2 | 2019-01-21 | 2
R2 | TE82996 Driver | Adapter Control Board | For CEI GTS1 test fixture TE82994-2 |  |  | 4 | 2019-04-01 | 4
L1 | 999027952-3 | Dogpoint Screw tool |  |  |  | 14 | 2019-04-23 | 14
L1 | 999028283 | Fork Tool |  |  |  | 9 | 2019-04-23 | 9
L1 | 999028283-1 | Spare Fork |  |  |  | 8 | 2019-04-23 | 8
L1 | 999029341 | Fitting Tool |  |  |  | 6 | 2019-04-23 | 6
L1 | 119646 | Insertion Tool |  |  |  | 1 | 2019-04-23 | 1
L1 | 999028048 | Sleeve | Retaining ring press set |  |  | 2 | 2019-04-23 | 2
L1 | 999027952-2 | Spanner Wrench |  |  |  | 1 | 2019-04-23 | 1
L1 | 999026375-1 | Torque Driver Fitting Tool |  |  |  | 1 | 2019-04-23 | 1
L1 | 999027063 | LED Holder Assy Tool |  |  |  | 1 | 2019-04-23 | 1
L1 | 999029850 | Check Valve Cable Assy Tool |  |  |  | 1 | 2019-04-23 | 1
L1 | 999120050 | Encoder Lock Tool |  |  |  | 2 | 2019-04-23 | 2
L1 | 999039080 | Clean Plate |  |  |  | 6 | 2019-04-23 | 6
L1 | 119652 | Press Tooling (Punch Pin Bearing Assy) |  |  |  | 1 | 2019-04-23 | 1
L1 | P-299 | Fitting Wrench | Extender Tool-Flangeless Nut |  |  | 2 | 2019-04-23 | 2
L1 | 999027845 | Plunger Asst Fix -Vista- |  |  |  | 1 | 2019-04-23 | 1
L1 | 999026329 | Encoder Alignment Tool |  |  |  | 2 | 2019-04-23 | 2
L1 | 999026419 | PCB Standoff Tool |  |  |  | 1 | 2019-04-23 | 1
L1 | 888004188 | Spacer |  |  |  | 1 | 2019-04-23 | 1
R3 | 1P301-1003-10 (Edgeport) | Edgeport USB to Serial Converter | SN:E51466456 |  |  | 1 | 2019-06-03 | 1
R3 | 72218BN4UV00N0L322P3 | PARKER VALVE C/W 110VAC COIL |  |  |  | 1 | 2019-06-03 | 1
L1 | WAT070216 | BULK Head Fitting, 0.020 ID |  |  |  | 4 | 2019-08-23 | 4
Note on H1: Jie Hui Ng: Balance inventory from 2017
Note on F3: HuaZhen Luo: Column Manager Tester PM
Note on G3: HuaZhen Luo: MRO was raised by Jie Hui
Note on J3: Jie Hui Ng: Issue to Venture
Note on P3: Jie Hui Ng: Issue to Venture for Column Manager PM
Note on J17: Jie Hui Ng: To Flex
Note on J23: Jie Hui Ng: Issue to Venture
Note on L29: HuaZhen Luo: 1 for OESR repair and 1 for spare
Note on F39: HuaZhen Luo: Repair parts for FTN
Note on J39: sgyyso: FTN Tester 16 - wear and tear replacement
Note on L39: Jie Hui Ng: Issue to Venture
Note on N39: Jie Hui Ng: Issue to Venture
Note on P39: Jie Hui Ng: Issue to Venture
Note on R39: SC: Issue to Venture
Note on J49: HuaZhen Luo: Issue to Flex(1 on 1 replacemet)
Note on F52: HuaZhen Luo: Repair parts for Venture
Note on J52: Jie Hui Ng: Issue to Venture
Note on F53: HuaZhen Luo: Repair parts for Venture
Note on J53: Jie Hui Ng: Issue to Venture
Note on L53: Jie Hui Ng: Issue to Venture TE83064- 14
Note on F56: HuaZhen Luo: PM parts for FTN. All 8 units sent to Paul for reprogram
Note on L56: Jie Hui Ng: Issue to Venture
Note on P56: Jie Hui Ng: Issue to Venture
Note on T56: Luo: Shipped to Paul for repogram
Note on X56: Luo: 4x for Venture FTN PM
Note on F60: HuaZhen Luo: Repair parts for old LACE PC
Note on J60: Jie Hui Ng: Loan to Flex
Note on N60: Jie Hui Ng: Issue to Flex
Note on R60: Jie Hui Ng: Issue to CEI
Note on T60: Jie Hui Ng: Issue to Venture for OESR S190043 TE83026-2 repair
Note on V60: SC: Issued to CEI on 15 May
Note on J61: HuaZhen Luo: Loan to Venture for verification
Note on L61: HuaZhen Luo: New card verified in Venture
Note on F74: HuaZhen Luo: 8x FTN PM and 1x for Column Manager Tester at Venture
Note on J74: Jie Hui Ng: For Venture FTN Testers PM use
Note on L74: Jie Hui Ng: Issue to Venture
Note on N74: Jie Hui Ng: Issue to Venture
Note on R74: Jie Hui Ng: Issue to Venture
Note on T74: Jie Hui Ng: Issue to Venture
Note on W74: sgyyso: found extra 1 box during stock check
Note on X74: Jie Hui Ng: Issue to Venture
Note on AB74: Jie Hui Ng: Issue to Venture
Note on AH74: Jie Hui Ng: Issue to Venture for Column manager PM
Note on AJ74: Jie Hui Ng: Issue to Venture
Note on AN74: Jie Hui Ng: Issue to Venture
Note on AP74: Jie Hui Ng: Issue to Venture Used for SIT SQT test
Note on AR74: Luo: 4x for Venture FTN PM
Note on F75: HuaZhen Luo: FTN PM
Note on J75: Jie Hui Ng: For Venture FTN Testers PM use
Note on R75: Jie Hui Ng: Issue to Venture
Note on V75: Luo: 4x for Venture FTN PM
Note on F80: HuaZhen Luo: No. is based on last year usage
Note on J80: Jie Hui Ng: Loan to Flex
Note on L80: Jie Hui Ng: Flex PDA and eLmabda Capacity Up due to Recovery. To be returned end of the month.
Note on F85: HuaZhen Luo: No. is based on last year usage. Repair parts for Flex
Note on J85: Jie Hui Ng: Issued to Flex
Note on L85: Jie Hui Ng: Issue to Flex
Note on N85: Jie Hui Ng: Issue to Flex
Note on P85: Jie Hui Ng: Issue to Flex
Note on R85: Jie Hui Ng: Issue to Flex
Note on T85: Jie Hui Ng: Issue to Flex
Note on J86: Jie Hui Ng: Issue to Flex
Note on L86: Jie Hui Ng: Issue to Flex
Note on H87: Jie Hui Ng: Harddisk spares for server
Note on J88: Jie Hui Ng: In WPPL lab
Note on N88: Jie Hui Ng: To Venture
Note on P88: Jie Hui Ng: Issue to Venture
Note on T88: Jie Hui Ng: Issue to Sidd
Note on V88: Jie Hui Ng: Issue to Venture
Note on X88: Jie Hui Ng: Issue to WPPL lab
Note on AB88: Jie Hui Ng: Issue to Venture
Note on AF88: Jie Hui Ng: Issue to Venture
Note on AJ88: Jie Hui Ng: Issue to Venture
Note on AL88: Jie Hui Ng: Issue to R&D
Note on AP88: Jie Hui Ng: Issue to Venture
Note on AR88: Jie Hui Ng: Issue to Venture
Note on J90: Jie Hui Ng: In WPPL lab
Note on L90: Jie Hui Ng: In WPPL lab
Note on J93: Jie Hui Ng: In WPPL lab
Note on F95: HuaZhen Luo: PM parts for Venture
Note on J95: Jie Hui Ng: Issue to Venture
Note on N95: Jie Hui Ng: Issue to Venture
Note on P95: Jie Hui Ng: Issue to Venture for 515 Pump Yearly PM
Note on F96: HuaZhen Luo: PM parts fro Venture
Note on J96: Jie Hui Ng: Issue to Venture
Note on N96: Jie Hui Ng: Issue to Venture
Note on P96: Jie Hui Ng: Issue to Venture for 515 Pump Yearly PM
Note on F97: HuaZhen Luo: PM Parts for Venture
Note on J97: Jie Hui Ng: Issue to Venture
Note on N97: Jie Hui Ng: Issue to Venture
Note on P97: Jie Hui Ng: Issue to Venture for 515 Pump Yearly PM
Note on F98: HuaZhen Luo: PM parts for Venture
Note on J98: Jie Hui Ng: Issue to Venture
Note on N98: Jie Hui Ng: Issue to Venture for 515 Pump Yearly PM
Note on F99: HuaZhen Luo: PM parts for Venture
Note on G99: HuaZhen Luo: MRO was raised by Jie Hui
Note on J99: Jie Hui Ng: Issue to Venture
Note on P99: Jie Hui Ng: Issue to Venture for Column Manager PM
Note on F100: HuaZhen Luo: PM parts for Venture
Note on G100: HuaZhen Luo: MRO was raised by Jie Hui
Note on J100: Jie Hui Ng: Issue to Venture
Note on P100: Jie Hui Ng: Issue to Venture for Column Manager PM
Note on F101: HuaZhen Luo: PM parts for Venture
Note on G101: HuaZhen Luo: MRO was raised by Jie Hui
Note on J101: Jie Hui Ng: Issue to Venture
Note on P101: Jie Hui Ng: Issue to Venture for Column Manager PM
Note on F102: HuaZhen Luo: No. is based on last year usage.
Note on J102: Jie Hui Ng: Issue to Flex
Note on N102: Jie Hui Ng: Issue to Flex
Note on P102: sgycha: issue to flex
Note on F103: HuaZhen Luo: No. is based on last year usage.
Note on J103: Jie Hui Ng: Issue to Flex
Note on N103: Jie Hui Ng: Issue to Flex
Note on F104: HuaZhen Luo: No. is based on last year usage.
Note on J104: Jie Hui Ng: Issue to Flex
Note on N104: sgycha: issue to flex
Note on R104: sgycha: issue to flex
Note on F105: HuaZhen Luo: No. is based on last year usage.
Note on J105: Jie Hui Ng: Issue to Flex
Note on N105: sgycha: issue to flex
Note on R105: sgycha: issue to flex
Note on F106: HuaZhen Luo: Used for Alliance Final Testers. 4 ports x 6 testers = 24
Note on J106: Jie Hui Ng: Issue to Flex
Note on N106: Jie Hui Ng: Issue to Flex for 6th Alliance tester
Note on Q106: Jie Hui Ng: Issue to Flex
Note on U106: Jie Hui Ng: Issue to Flex for Tester3.4 repair
Note on F107: HuaZhen Luo: Test solution for 6 Alliance Testers
Note on J107: Jie Hui Ng: Issue to Flex
Note on N107: Jie Hui Ng: Issue to Flex
Note on Q107: Jie Hui Ng: found 1 unit physical
Note on F125: HuaZhen Luo: CEI Fixture Repair
Note on J125: Jie Hui Ng: Issue to CEI
Note on N125: Jie Hui Ng: Issue to CEI
Note on J126: sgycha: send to Milford for Cal
Note on J127: Jie Hui Ng: Issue to KeyPoint
Note on L127: sgycha: return WPPL for Cal
Note on N127: sgycha: send to Milford for Cal
Note on R127: sgycha: Consign to Keypoint DO OPS-2019-038
Note on J128: Jie Hui Ng: Issue to CEI
Note on L128: Jie Hui Ng: Issue to Venture
Note on N128: Jie Hui Ng: Issue to Flex
Note on J129: Jie Hui Ng: Issue to Venture
Note on J130: Jie Hui Ng: Issue to Flex
Note on H131: Jie Hui Ng: bought from Flex
Note on J131: Jie Hui Ng: Issue to Venture
Note on F134: HuaZhen Luo: Repair parts for Venture FTN testers
Note on J134: Jie Hui Ng: Issue to Venture
Note on L134: Jie Hui Ng: Issue to Venture
Note on R134: Jie Hui Ng: Issue to Venture
Note on F135: HuaZhen Luo: PM parts for Venture
Note on J135: Jie Hui Ng: Issue to Venture
Note on J136: Jie Hui Ng: Issue to Flex
Note on J139: Jie Hui Ng: Issue to CEI
Note on J140: Jie Hui Ng: Issue to Venture
Note on R140: Jie Hui Ng: Issue to Venture
Note on T140: Jie Hui Ng: Issue to Venture
Note on J141: Jie Hui Ng: Issue to Flex
Note on J142: Jie Hui Ng: Issue to Venture
Note on N142: sgsuda: Issue to Venture (Alan)
Note on J143: Jie Hui Ng: Issue to Venture
Note on J144: Jie Hui Ng: Issue to WPPL SQT Lab

## Summary 2019
Location | Part # | Deccription | Remarks | Need to order | Safety Stock | Balance | Date in/out | Quantity | Date in/out | Quantity | Date in/out | Quantity | Date in/out | Quantity | Date in/out | Quantity | Date in/out | Quantity | Date in/out | Quantity | Date in/out | Quantity | Date in/out | Quantity | Date in/out | Quantity | Date in/out | Quantity | Date in/out | Quantity | Date in/out | Quantity | Date in/out | Quantity | Date in/out | Quantity | Date in/out | Quantity | Date in/out | Quantity
R4 | 201000197 | I2V IBSM PM Kit (Incomplete set) |  |  |  | 1
R4 | 201000197 | ACQUITY I2V BSM PERFORMANCE MAINT KIT |  | 0 | 1 | 1 | 2019-02-25 | 1 | 2019-03-20 | 1 | 2019-03-20 | -1
R4 | 201000260 | IBSM PM Kit |  |  |  | 1
R3 | 999027699 | Plier - Tube Press to Fitting for Alliance WAT271087 |  |  |  | 1
L3 | 187805-01 | IMAQ - A6804 NI Cable for detector |  |  |  | 1
L2 | OTO2016 | OTO2016 |  |  |  | 15
L3 | WAT046-12 | Peek |  |  |  | 5
R1 | TJ36-CPSS-18U-2 | Omega for Alliance/ Velox Column Heater for GES |  |  |  | 3
R1 | P-L-1/10-1/8-2-0-T-3 | Omega for 5042 |  |  |  | 3
R2 | 441001128 | Home/ Away latch sensor for ASO |  |  |  | 3
L3 | CF25048M312590 | light pipe for detector |  |  |  | 1
L3 | WAT097323 | WAT097323 lamp assy |  |  |  | 0
L3 | 700001722 | 15V @ 1.5A power supply |  |  |  | 1
L3 | WAT027-08 | Peek tubing .062OD x .40ID |  |  |  | 3
L3 | PCBA for TE82888 | Interface PCBA for Rough Alignment Tester TE82888 |  |  |  | 1
R3 | WAT021132 | Seal Insert for Alliance |  |  |  | 5
L2 | 430001208 | Vent valve P2 to Tee/ filter |  |  |  | 8
R3 | 999027952 | Assy Fix Ballscrew for alliance |  |  |  | 2
L2 | 9513K18 | color coded 0.0075" plastic shim for FTN |  |  |  | 7
L2 | 9513K19 | color coded 0.010" plastic shim for FTN |  |  |  | 7
R3 | ULN5804B | IC |  |  |  | 4
L2 | WAT053502 | PM Sticker |  |  |  | 190
L2 | RZZ pin | RZZ pin for FTN |  |  |  | 2
R2 | spare CPU connector | spare CPU connector |  |  |  | 6
L4 | QW2100 | QW2100 barcode scanner |  |  |  | 6
L4 | Mesur Matic PCBA | NA |  |  |  | 2
R2 | 700001351 | ASSY, PCB, DEGASSER AF for CEI PCBA |  |  |  | 3
R2 | 725000459 | ASSY, PCB, DEGASSER, QSPI MULTI-PERS | Order at PN# 700002511 | 0 | 2 | 5 | 2019-03-20 | 2 | 2019-04-22 | -2
R2 | LEMY22 | NA |  |  |  | 1
R2 | LPMY22 | NA |  |  |  | 1
R3 | 441000440 | Column Heater Cable for Alliance |  |  |  | 6
L2 | PSL613315 | NA |  |  |  | 4 | 2019-11-11 | -1
L3 | WAT011042 | BSM PM Plunger tool |  |  |  | 1
L2 | 405008767 | Cap valve for FTN line to cap for dust |  |  |  | 5
L2 | ULN2003A | FTN Sensor |  |  |  | 12
R3 | KUHP-11D51-24 | Pump Tray alliance |  |  |  | 1
R3 | 9120089 | diamond pin assy fix for CCD |  |  |  | 2
L2 | 430003154 | ASSY, WELDED TUBE, SS, .003 ID X 14.5 LG | Order at PN 700008869 | 0 | 4 | 7 | 2019-05-14 | -1 | 2019-09-24 | 1 | 2019-11-11 | -1 | 2019-12-20 | 4
L2 | 430001101 | Tubing assy for FTN |  |  |  | 48
L2 | WAT026804 | For FTN |  |  |  | 7
L2 | 430001102 | Tubing assy for FTN |  |  |  | 48
L2 | 323000639 | NA |  |  |  | 25
L2 | ULN2064B | For FTN |  |  |  | 4
L2 | MC74HC14ANG | For FTN |  |  |  | 4
R2 | 21000552 | Tray Latch sensor for CEI ASO |  |  |  | 2
R3 | Keypad and Key printout | Keypad and Key printout for Alliance injector |  |  |  | 1
L4 | TBI SN-1X | SHIM |  |  |  | 2
L3 | 700004156 | Cuvette Set |  | 0 | 3 | 6 | 2019-07-05 | -1 | 2019-12-24 | -1
R3 | WAS081060 | 2487 CPU Board |  |  |  | 4
L2 | 205000730 | APH for FTN tester |  |  |  | 3
L2 | 205000894 | ACQ. I-Class APH, SS, 12.5 LG, .003 ID | Tubing assy with Pre-heater for FTN Tester (Valve to column) | 0 | 2 | 2
L2 | 700006052 | ASSY, CART, VENT, DOGLEG, 18 KPSI, DOM | EVent valve for FTN, PN 289006541 | 0 | 3 | 3 | 2019-01-18 | -2 | 2019-08-15 | -1 | 2019-09-24 | 1
L2 | 700010979 | Netgear 5 port switch |  |  |  | 1
L3 | WAS081324 | 2487 lamp power supply |  |  |  | 2
L4 | 205015016 | ACQUITY UPLC ID Cell TUV, Analytical | TUV Flowcell | -3 | 8 | 5 | 2019-02-25 | 4 | 2019-04-18 | -8 | 2019-06-03 | 8 | 2019-09-02 | -4 | 2019-10-29 | 4 | 2019-11-26 | -4
L3 | 700003639 | 160GB Harddisk |  |  |  | 2
L3 | 700008988 | 250GB Harddisk |  |  |  | 4
L3 | Harddisk for Richport | Harddisk for Richport |  |  |  | 1
L3 | 700003090 | Lace Power Supply 350W |  | 0 | 3 | 3 | 2019-02-13 | 2 | 2019-02-14 | -1 | 2019-04-04 | -1 | 2019-05-14 | -1 | 2019-11-18 | -1 | 2019-12-20 | 3
L4 | 779065-01 (NI-6220) | NA |  |  |  | 1 | 2019-06-25 | -1 | 2019-07-25 | 1
R3 | 999119745 | NA |  |  |  | 4
L3 | 999028048 | NA |  |  |  | 3
L4 | 1P301-1001-11 (Edgeport) | Edgeport USB to Serial Converter | SN:E40672141 |  |  | 4
R2 | 210000190 | PCB Column Heater/Cooler |  |  |  | 3
R4 | TSP200350 (Polymicro) | NA |  |  |  | 1
R3 | 999026422 | Torque Wrench |  |  |  | 1
R3 | 999026375 | Torque Wrench |  |  |  | 1
R3 | 999032164 | Carrlane L-5-SS modified |  |  |  | 10
L2 | 999032368 | Socket Weldment, Upchurch SG HS: 82055900 |  |  |  | 5
R3 | 17742 | Pin for Alliance |  |  |  | 5
R3 | WAT046-01 | Yellow Ferrule for Alliance |  |  |  | 5
R2 | 7078-TRX-5 (Keithley) | 7078-TRX-5 CABLE, TRIAX, 3 SLOT LOW NOISE, 1.5M |  |  |  | 1
L3 | 186002350 | ACQUITY UPLC BEH C18 1.7µm 2.1x50mm Colv |  | -3 | 9 | 6 | 2019-01-03 | 2 | 2019-01-03 | -1 | 2019-02-25 | 1 | 2019-03-20 | 8 | 2019-03-20 | -1 | 2019-06-03 | -1 |  | -2 | 2019-07-09 | -1 | 2019-08-15 | -1 | 2019-09-02 | -4 | 2019-09-24 | 10 | 2019-11-28 | -4
L3 | 186006049 | XBridgeR BEH C8 2.5um |  | 0 | 8 | 8 | 2019-03-20 | 8 | 2019-09-02 | -4 | 2019-11-28 | -4 | 2019-12-20 | 8
L3 | WAT035190 | Inline Filter Assy |  |  |  | 1
L2 | 430003141 | Samp Needle, 20uL |  |  |  | 1
R3 | 999025295 adjustment tool | Tohnichi SSP8N2x5/16 adjustment tool |  |  |  | 1
L4 | 289002450 | TUV Shunts |  |  |  | 6
L4 | 289002226 | Shunt cell, Acquity PDA | PDA Medium Shunts. Order at PN 700002874 | 0 | 3 | 3 | 2019-03-20 | 3
L4 | 289002149 | PDA Large Shunts |  |  |  | 3
L4 | 289002219 | PDA Linearity Shunts |  |  |  | 1
R3 | 9026700 | Encoder alignment pin carousel eAlliance | additional 2 items |  |  | 4
L3 | Pin hole aperture | Pin hole aperture tool | missing 1 item |  |  | 5
R3 | VICI ASFVO | On/Off valve, air actuated/1"so | missing SF39391 | 0 | 2 | 4 | 2019-08-30 | -1 | 2019-09-09 | 5 | 2019-10-17 | -1
R3 | BSDA025T-NC-PV | PLAST-O-MATIC |  |  |  | 3 | 20.Dec.119 | -1
R3 | UG333/5PNGD | 600GB 15K RPM SAS 2.5in Hot Plug Drive, 3.5in HYB CARR, Cus Kit |  |  |  | 2
L5 | 700009641 | ESI PROBE ASSEMBLY 250mm Qda |  |  |  | 22 | 2019-03-12 | -8 | 2019-03-20 | -4 | 2019-04-01 | -5 | 2019-04-03 | 48 | 2019-04-03 | -5 | 2019-04-09 | -1 | 2019-04-17 | 1 | 2019-05-08 | -8 | 2019-05-29 | -8 | 2019-06-14 | -1 | 2019-08-05 | -1 | 2019-09-24 | 16 | 2019-09-25 | -16 | 2019-11-01 | 14 | 2019-12-06 | -1
L4 | 01038-65 | Weighing Balance Adapter 220V | Adapter only |  |  | 2
L6 | 1503191 | Wrist Band, Adjustable, 6ft Cord, Blue | Total of 4 |  |  | 1
L6 | 222635 | Analogue Surface Resistance Meter Kit |  |  |  | 1
L6 | RCDDT320-EN-BS | Tester, RCD |  |  |  | 1
L6 | 222563 | ESD Personnel Test Station |  |  |  | 0
L2 | 999038882 | Modified Nut Driver |  |  |  | 1
L3 | WAS207069 | 515 PLUNGER |  | 0 | 4 | 4 | 2019-03-20 | -4 | 2019-04-03 | 1 | 2019-09-24 | 1
R3 | 700000254 | Performance Plus Sapphire CV CART (2) |  | 0 | 8 | 8 | 2019-03-20 | -8 | 2019-04-03 | 8
L3 | WAT022934 | Seal, Clear-100 |  | 0 | 4 | 4 | 2019-03-20 | -4 | 2019-04-03 | 2
R3 | WAT025531 | Assy, Solvent Filter |  | 0 | 2 | 2 | 2019-03-20 | 2 | 2019-03-20 | -2 | 2019-04-03 | 2
| 201000174 | ACQUITY SAMPLE MGR PERFORM MAINT KIT |  | 0 | 1 | 1 | 2019-02-25 | 1 | 2019-03-20 | 1 | 2019-03-20 | -1
| 201000281 | ACQUITY PDA/TUV 2489/2998 PERF MAINT KIT |  | 0 | 1 | 1 | 2019-02-25 | 1 | 2019-03-20 | 1 | 2019-03-20 | -1
| 700002642 | ACQUITY UPLC ABSORBANCE 10MM TEST SOL |  | 0 | 1 | 1 | 2019-02-25 | 1 | 2019-03-20 | 1 | 2019-03-20 | -1
R4 | 186002457 | White, 9mm Screw Cap w/Bonded pre-slit P |  | 0 | 2 | 2 | 2019-03-07 | -1
R4 | 186005827 | Blk Cap 12x32mm vial PSlt PTFE Sil Sept |  | 0 | 2 | 2 | 2019-03-20 | 2 | 2019-10-16 | -1
R4 | 186002127 | Green Screw Cap (9mm) w/Bonded Pre-Slit |  | -1 | 2 | 1 | 2019-03-07 | -1 | 2019-04-08 | 1 | 2019-07-18 | -1 | 2019-09-24 | 1 | 2019-11-26 | -1
R4 | 186002128 | Red Screw Cap (9mm) w/Bonded Pre-Slit PT |  | -1 | 2 | 1 | 2019-03-07 | -1 | 2019-04-17 | 1 | 2019-07-18 | -1 | 2019-09-24 | 1 | 2019-11-26 | -1
R3 | 186003031 | XBridge C18 3.5 um 4.6 x 50 mm Column |  | 0 | 24 | 24 | 2019-01-02 | -1 | 2019-03-20 | 9 | 2019-07-10 | -2 | 2019-09-24 | 2 | 2019-07-14 | -1
| 700003741 | HPLC System UV Test Solutions | Ampules 1, 3, 7, 8 & 9 | 0 | 6 | 6 | 2019-02-25 | 1 | 2019-03-15 | 6 | 2019-10-17 | -7 | 2019-12-20 | 6
R3 | G14F06201 | Bar Code Scanner QW2100 |  |  |  | 0
R4 | 1439MG01HA79 | Logitech Keyboard |  |  |  | 1
R4 | E1715S | Dell Monitor |  |  |  | 0
| 6070945 | 1/16" Blanking Plug |  |  |  | 3
| 7714898 | 5/32 Cap |  |  |  | 5
| 7715071 | 6mm to 6mm Joint |  |  |  | 5
| 700003811 | ThermpGreen High temp Sepa |  |  |  | 16
| 371-9549 | 5/32 Plug |  |  |  | 12
| C105-14-304 | Swing Clamp Assembly & Nut |  |  |  | 2
| C10514397 | NW25 Centering Ring VIT |  |  |  | 2
| KQ2C06-00A | 6mm Cap |  |  |  | 10
| KQ2P-06 | 6mm Plug |  |  |  | 7
|  | Analyser Back Cover |  |  |  | 1
|  | Leak Check Adaptor |  |  |  | 1
|  | Tube Sharperner Cover |  |  |  | 1
L4 | FA-24PS | 24 Volt Powersupply |  |  |  | 3 | 2019-01-03 | 1
L4 | 71216SN2BL00, C111Q3 | Parker Fluid Control DIV |  |  |  | 2
L4 | 210000399 | 2414 Front End Controller | Order at PN 700001116, ASSY, PCB, 2414 FRONT END BOARD | 0 | 2 | 2
L4 | 999041977-03 | Backpressure Verification Sample, Assembly |  |  |  | 1 | 2019-06-03 | -1 | 2019-08-05 | 1
L4 | 999041977-04 | Backpressure Verification Sample, Assembly |  |  |  | 0 | 2019-06-03 | 1 | 2019-06-03 | -1 | 2019-08-05 | 1 | 2019-08-06 | -1
R4 | SPC15329 | Banana Plug |  |  |  | 24
L3 | 210000520 | 2 CPU'S for 210000478 |  |  |  | 1
R3 | 999042549 | Insert Upper Ram, Check Valve Housing |  |  |  | 2
R3 | WAT069507 | SPRING, COMP 180 OD X 1.25 |  |  |  | 0
R4 | 201000160 | 1525 EF PM Kit (Incomplete set) |  |  |  | 1
R4 | 201000160 | 1525 EF PM Kit |  |  |  | 1
L3 | 289006760 | ASSY, CARTRIDGE, CM, 18 KPSI | Order at PN 205000877 (2 per), KIT, VALVE CARTRIDGES, SS I-Class CM-A | 0 | 2 | 2 | 2019-03-20 | 1 | 2019-04-03 | 2 | 2019-04-04 | -1
L4 | 700005269 | PERFORMANCE PLUS HB DEUTERIUM LAMP ASSY |  | 0 | 6 | 6 | 2019-03-20 | 2 | 2019-03-20 | 4
| 667004297 | SQT Option for Systems on Emp 3 |  |  |  | 0
R3 | HPRV-250SS-V-1200 | Generant High Pressure Valve 316 SS 1/4" NPT, Viton seal, 1200PSI Set Point |  |  |  | 1
| 700009330 | PERFORMANCE PLUS HB DEUTERIUM LAMP ASSY |  |  |  | 4
L4 | 700005250 | PCB, HTCH-A ACTIVE COL HEATER |  |  |  | 1
L5 | 700009768 | Aperture Disk Assembly P Qda |  |  |  | 24 | 2019-04-01 | -10 | 2019-04-03 | 40 | 2019-05-08 | -8 | 2019-05-29 | -8 | 2019-08-05 | -1 | 2019-09-24 | 16 | 2019-09-25 | -16 | 2019-10-21 | -7 | 2019-11-01 | 18
R2 | WAT056370 | PCB CPU (Old Version) for Pump tray tester |  |  |  | 0 | 2019-10-21 | -1
L5 | 289012535 | Filament Assembly |  |  |  | 8 | 2019-05-13 | 6 | 2019-05-14 | -4
L5 |  | Brooks 2510 Flow Meter |  |  |  | 2
R1 | 442000135 | UK Power Cord |  |  |  | 8
L3 | 002261-BJ-BA-00 | Filament Assembly |  |  |  | 1
| BVHVU6 | HAND VALVES |  |  |  | 4
| BVU60-1212 | MANUAL |  |  |  | 4
R2 | 700005512 | ASSY, PCB, ACQ PDA CHARGE AMP WSN | Packed in a box with PN# 210000333, 210000520 |  |  | 1
L2 | 999041596 | Gage for 50ML wand |  |  |  | 1 | 2019-01-03 | 1
R4 | 700001834 | BATTERY, 3.0V ZEROPOWER, SNAPHAT |  |  |  | 8 | 2019-01-18 | 8
WPPL Lab | SMX750I | APC Smart X 750 230V |  |  |  | 1 | 2019-01-18 | 1
L5 | 160B96F | National Instruments PXI-4130 Power SMU | For GTS |  |  | 1 | 2019-01-21 | 1
L5 |  | National Instruments PXI-6229 M Series Multifunction DAQ | For GTS (S/N: 164D2A9 & 164D2B4) |  |  | 2 | 2019-01-21 | 2
R2 | TE82996 Driver | Adapter Control Board | For CEI GTS1 test fixture TE82994-2 |  |  | 4 | 2019-04-01 | 4
L1 | 999027952-3 | Dogpoint Screw tool |  |  |  | 14 | 2019-04-23 | 14
L1 | 999028283 | Fork Tool |  |  |  | 9 | 2019-04-23 | 9
L1 | 999028283-1 | Spare Fork |  |  |  | 8 | 2019-04-23 | 8
L1 | 999029341 | Fitting Tool |  |  |  | 6 | 2019-04-23 | 6
L1 | 119646 | Insertion Tool |  |  |  | 1 | 2019-04-23 | 1
L1 | 999028048 | Sleeve | Retaining ring press set |  |  | 2 | 2019-04-23 | 2
L1 | 999027952-2 | Spanner Wrench |  |  |  | 1 | 2019-04-23 | 1
L1 | 999026375-1 | Torque Driver Fitting Tool |  |  |  | 1 | 2019-04-23 | 1
L1 | 999027063 | LED Holder Assy Tool |  |  |  | 1 | 2019-04-23 | 1
L1 | 999029850 | Check Valve Cable Assy Tool |  |  |  | 1 | 2019-04-23 | 1
L1 | 999120050 | Encoder Lock Tool |  |  |  | 2 | 2019-04-23 | 2
L1 | 999039080 | Clean Plate |  |  |  | 6 | 2019-04-23 | 6
L1 | 119652 | Press Tooling (Punch Pin Bearing Assy) |  |  |  | 1 | 2019-04-23 | 1
L1 | P-299 | Fitting Wrench | Extender Tool-Flangeless Nut |  |  | 2 | 2019-04-23 | 2
L1 | 999027845 | Plunger Asst Fix -Vista- |  |  |  | 1 | 2019-04-23 | 1
L1 | 999026329 | Encoder Alignment Tool |  |  |  | 2 | 2019-04-23 | 2
L1 | 999026419 | PCB Standoff Tool |  |  |  | 1 | 2019-04-23 | 1
L1 | 888004188 | Spacer |  |  |  | 1 | 2019-04-23 | 1
R3 | 1P301-1003-10 (Edgeport) | Edgeport USB to Serial Converter | SN:E51466456 |  |  | 1 | 2019-06-03 | 1
R3 | 72218BN4UV00N0L322P3 | PARKER VALVE C/W 110VAC COIL |  |  |  | 1 | 2019-06-03 | 1
L1 | WAT070216 | BULK Head Fitting, 0.020 ID |  |  |  | 4 | 2019-08-23 | 4
L2 | 205000610 | Acquity UPLC TUV 5mm SS FC |  |  |  | 1 | 2019-10-29 | 1
L1 | KR-515 | Reticle 12 concentric circles 0.06 - 0.72 inch, frosted substrate, regular top, 27mm diameter |  |  |  | 1 | 2019-11-13 | 1
L1 | KR-525 | Reticle 30 concentric circles, frosted substrate, regular top, 30mm diameter |  |  |  | 1 | 2019-11-13 | 1
L1 | 999038140 | WRENCH FOR KNURLED NUT 405015874 |  |  |  | 2
L1 | WAT027629 | Syringe Assembly 10ml Safety |  |  |  | 1
L2 | CL-66-CTK | CL-66-CTK |  |  |  | 4
Note on H1: Jie Hui Ng: Balance inventory from 2017
Note on G2: Jie Hui Ng: From 2018
Note on F3: HuaZhen Luo: Column Manager Tester PM
Note on L3: Jie Hui Ng: Issue to Venture for Column Manager PM
Note on G4: Jie Hui Ng: From 2018
Note on G5: Jie Hui Ng: From 2018
Note on G6: Jie Hui Ng: From 2018
Note on G7: Jie Hui Ng: From 2018
Note on G8: Jie Hui Ng: From 2018
Note on G9: Jie Hui Ng: From 2018
Note on G10: Jie Hui Ng: From 2018
Note on G11: Jie Hui Ng: From 2018
Note on G12: Jie Hui Ng: From 2018
Note on G13: Jie Hui Ng: From 2018
Note on G14: Jie Hui Ng: From 2018
Note on G15: Jie Hui Ng: From 2018
Note on G16: Jie Hui Ng: From 2018
Note on G17: Jie Hui Ng: From 2018
Note on G18: Jie Hui Ng: From 2018
Note on G19: Jie Hui Ng: From 2018
Note on G20: Jie Hui Ng: From 2018
Note on G21: Jie Hui Ng: From 2018
Note on G22: Jie Hui Ng: From 2018
Note on G23: Jie Hui Ng: From 2018
Note on G24: Jie Hui Ng: From 2018
Note on G25: Jie Hui Ng: From 2018
Note on G26: Jie Hui Ng: From 2018
Note on G27: Jie Hui Ng: From 2018
Note on G28: Jie Hui Ng: From 2018
Note on J29: HuaZhen Luo: 1 for OESR repair and 1 for spare
Note on G30: Jie Hui Ng: From 2018
Note on G31: Jie Hui Ng: From 2018
Note on G32: Jie Hui Ng: From 2018
Note on G33: Jie Hui Ng: From 2018
Note on G34: Jie Hui Ng: From 2018
Note on G35: Jie Hui Ng: From 2018
Note on G36: Jie Hui Ng: From 2018
Note on G37: Jie Hui Ng: From 2018
Note on G38: Jie Hui Ng: From 2018
Note on F39: HuaZhen Luo: Repair parts for FTN
Note on H39: SC: Issue to Venture
Note on G40: Jie Hui Ng: From 2018
Note on G41: Jie Hui Ng: From 2018
Note on G42: Jie Hui Ng: From 2018
Note on G43: Jie Hui Ng: From 2018
Note on G44: Jie Hui Ng: From 2018
Note on G45: Jie Hui Ng: From 2018
Note on G46: Jie Hui Ng: From 2018
Note on G47: Jie Hui Ng: From 2018
Note on G48: Jie Hui Ng: From 2018
Note on H49: HuaZhen Luo: Issue to Flex(1 on 1 replacemet)
Note on J49: HuaZhen Luo: Issue to Flex(1 on 1 replacemet)
Note on G50: Jie Hui Ng: From 2018
Note on G51: Jie Hui Ng: From 2018
Note on F52: HuaZhen Luo: Repair parts for Venture
Note on G52: Jie Hui Ng: From 2018
Note on F53: HuaZhen Luo: Repair parts for Venture
Note on H53: Jie Hui Ng: Issue to Venture
Note on J53: Jie Hui Ng: Issue to Venture TE83064- 14
Note on G54: Jie Hui Ng: From 2018
Note on G55: Jie Hui Ng: From 2018
Note on F56: HuaZhen Luo: PM parts for FTN. All 8 units sent to Paul for reprogram
Note on J56: Luo: Shipped to Paul for repogram
Note on N56: Luo: 4x for Venture FTN PM
Note on R56: Luo: 4x for Venture FTN PM
Note on G57: Jie Hui Ng: From 2018
Note on G58: Jie Hui Ng: From 2018
Note on G59: Jie Hui Ng: From 2018
Note on F60: HuaZhen Luo: Repair parts for old LACE PC
Note on J60: Jie Hui Ng: Issue to CEI
Note on L60: Jie Hui Ng: Issue to Venture for OESR S190043 TE83026-2 repair
Note on N60: SC: Issued to CEI on 15 May
Note on P60: SC: Issued to CEI on 15 May
Note on H61: HuaZhen Luo: Loan to Venture for verification
Note on J61: HuaZhen Luo: New card verified in Venture
Note on G62: Jie Hui Ng: From 2018
Note on G63: Jie Hui Ng: From 2018
Note on G64: Jie Hui Ng: From 2018
Note on G65: Jie Hui Ng: From 2018
Note on G66: Jie Hui Ng: From 2018
Note on G67: Jie Hui Ng: From 2018
Note on G68: Jie Hui Ng: From 2018
Note on G69: Jie Hui Ng: From 2018
Note on G70: Jie Hui Ng: From 2018
Note on G71: Jie Hui Ng: From 2018
Note on G72: Jie Hui Ng: From 2018
Note on G73: Jie Hui Ng: From 2018
Note on F74: HuaZhen Luo: 8x FTN PM and 1x for Column Manager Tester at Venture
Note on J74: Jie Hui Ng: Issue to Venture
Note on P74: Jie Hui Ng: Issue to Venture for Column manager PM
Note on R74: Jie Hui Ng: Issue to Venture
Note on V74: Jie Hui Ng: Issue to Venture
Note on X74: Jie Hui Ng: Issue to Venture Used for SIT SQT test
Note on Z74: Luo: 4x for Venture FTN PM
Note on AD74: Luo: 4x for Venture FTN PM
Note on F75: HuaZhen Luo: FTN PM
Note on J75: Luo: 4x for Venture FTN PM
Note on L75: Luo: 4x for Venture FTN PM
Note on G76: Jie Hui Ng: From 2018
Note on G77: Jie Hui Ng: From 2018
Note on G78: Jie Hui Ng: From 2018
Note on G79: Jie Hui Ng: From 2018
Note on F80: HuaZhen Luo: No. is based on last year usage
Note on G81: Jie Hui Ng: From 2018
Note on G82: Jie Hui Ng: From 2018
Note on G83: Jie Hui Ng: From 2018
Note on G84: Jie Hui Ng: From 2018
Note on F85: HuaZhen Luo: No. is based on last year usage. Repair parts for Flex
Note on H85: Jie Hui Ng: Issue to Flex
Note on J85: Jie Hui Ng: Issue to Flex
Note on L85: Jie Hui Ng: Issue to Flex
Note on G86: Jie Hui Ng: From 2018
Note on G87: Jie Hui Ng: From 2018
Note on H88: Jie Hui Ng: Issue to Venture
Note on L88: Jie Hui Ng: Issue to Venture
Note on P88: Jie Hui Ng: Issue to Venture
Note on R88: Jie Hui Ng: Issue to R&D
Note on V88: Jie Hui Ng: Issue to Venture
Note on X88: Jie Hui Ng: Issue to Venture
Note on AJ88: [Threaded comment] Your version of Excel allows you to read this threaded comment; however, any edits to it will get removed if the file is opened in a newer version of Excel. Learn more: https://go.microsoft.com/fwlink/?linkid=870924 Comment: for the QDa PM in the IFWRC lab
Note on G89: Jie Hui Ng: From 2018
Note on G90: Jie Hui Ng: From 2018
Note on G91: Jie Hui Ng: From 2018
Note on G92: Jie Hui Ng: From 2018
Note on G94: Jie Hui Ng: From 2018
Note on F95: HuaZhen Luo: PM parts for Venture
Note on H95: Jie Hui Ng: Issue to Venture for 515 Pump Yearly PM
Note on F96: HuaZhen Luo: PM parts fro Venture
Note on H96: Jie Hui Ng: Issue to Venture for 515 Pump Yearly PM
Note on F97: HuaZhen Luo: PM Parts for Venture
Note on H97: Jie Hui Ng: Issue to Venture for 515 Pump Yearly PM
Note on F98: HuaZhen Luo: PM parts for Venture
Note on J98: Jie Hui Ng: Issue to Venture for 515 Pump Yearly PM
Note on F99: HuaZhen Luo: PM parts for Venture
Note on G99: HuaZhen Luo: MRO was raised by Jie Hui
Note on L99: Jie Hui Ng: Issue to Venture for Column Manager PM
Note on F100: HuaZhen Luo: PM parts for Venture
Note on G100: HuaZhen Luo: MRO was raised by Jie Hui
Note on L100: Jie Hui Ng: Issue to Venture for Column Manager PM
Note on F101: HuaZhen Luo: PM parts for Venture
Note on G101: HuaZhen Luo: MRO was raised by Jie Hui
Note on L101: Jie Hui Ng: Issue to Venture for Column Manager PM
Note on F102: HuaZhen Luo: No. is based on last year usage.
Note on H102: sgycha: issue to flex
Note on F103: HuaZhen Luo: No. is based on last year usage.
Note on J103: [Threaded comment] Your version of Excel allows you to read this threaded comment; however, any edits to it will get removed if the file is opened in a newer version of Excel. Learn more: https://go.microsoft.com/fwlink/?linkid=870924 Comment: Issued to Flex
Note on F104: HuaZhen Luo: No. is based on last year usage.
Note on H104: sgycha: issue to flex
Note on L104: sgycha: issue to flex
Note on P104: sgycha: issue to flex
Note on F105: HuaZhen Luo: No. is based on last year usage.
Note on H105: sgycha: issue to flex
Note on L105: sgycha: issue to flex
Note on P105: sgycha: issue to flex
Note on F106: HuaZhen Luo: Used for Alliance Final Testers. 4 ports x 6 testers = 24
Note on I106: Jie Hui Ng: Issue to Flex
Note on M106: Jie Hui Ng: Issue to Flex for Tester3.4 repair
Note on Q106: Jie Hui Ng: Issue to Flex for Tester3.4 repair
Note on F107: HuaZhen Luo: Test solution for 6 Alliance Testers
Note on I107: Jie Hui Ng: found 1 unit physical
Note on M107: Jie Hui Ng: Issue to Flex
Note on Q107: Jie Hui Ng: found 1 unit physical
Note on G109: Jie Hui Ng: From 2018
Note on G111: Jie Hui Ng: From 2018
Note on G112: Jie Hui Ng: From 2018
Note on G113: Jie Hui Ng: From 2018
Note on G114: Jie Hui Ng: From 2018
Note on G115: Jie Hui Ng: From 2018
Note on G116: Jie Hui Ng: From 2018
Note on G117: Jie Hui Ng: From 2018
Note on G118: Jie Hui Ng: From 2018
Note on G119: Jie Hui Ng: From 2018
Note on G120: Jie Hui Ng: From 2018
Note on G121: Jie Hui Ng: From 2018
Note on G122: Jie Hui Ng: From 2018
Note on G124: Jie Hui Ng: From 2018
Note on F125: HuaZhen Luo: CEI Fixture Repair
Note on G125: Jie Hui Ng: From 2018
Note on H126: sgycha: send to Milford for Cal
Note on H127: sgycha: return WPPL for Cal
Note on J127: sgycha: send to Milford for Cal
Note on N127: sgycha: Consign to Keypoint DO OPS-2019-038
Note on G128: Jie Hui Ng: From 2018
Note on G129: Jie Hui Ng: From 2018
Note on G130: Jie Hui Ng: From 2018
Note on G132: Jie Hui Ng: From 2018
Note on G133: Jie Hui Ng: From 2018
Note on F134: HuaZhen Luo: Repair parts for Venture FTN testers
Note on L134: Jie Hui Ng: Issue to Venture
Note on F135: HuaZhen Luo: PM parts for Venture
Note on G137: Jie Hui Ng: From 2018
Note on G138: Jie Hui Ng: From 2018
Note on G139: Jie Hui Ng: From 2018
Note on L140: Jie Hui Ng: Issue to Venture
Note on N140: Jie Hui Ng: Issue to Venture
Note on G141: Jie Hui Ng: From 2018
Note on J142: sgsuda: Issue to Venture (Alan)
Note on G143: Jie Hui Ng: From 2018
Note on G144: Jie Hui Ng: From 2018
Note on G145: Jie Hui Ng: From 2018
Note on G146: Jie Hui Ng: From 2018
Note on G147: Jie Hui Ng: From 2018
Note on G148: Jie Hui Ng: From 2018

## Summary 2018
Location | Part # | Deccription | Remarks | Need to order | Safety Stock | Balance | Date in/out | Quantity | Date in/out | Quantity | Date in/out | Quantity | Date in/out | Quantity | Date in/out | Quantity | Date in/out | Quantity | Date in/out | Quantity | Date in/out | Quantity | Date in/out | Quantity | Date in/out | Quantity | Date in/out | Quantity | Date in/out | Quantity | Date in/out | Quantity | Date in/out | Quantity | Date in/out | Quantity | Date in/out | Quantity | Date in/out | Quantity | Date in/out | Quantity | Date in/out | Quantity | Date in/out | Quantity | Date in/out | Quantity | Date in/out | Quantity | Date in/out | Quantity | Date in/out | Quantity | Date in/out | Quantity | Date in/out | Quantity
R4 | 201000197 | I2V IBSM PM Kit (Incomplete set) |  |  |  | 1 | 2018-01-02 | 1
R4 | 201000197 | ACQUITY I2V BSM PERFORMANCE MAINT KIT |  | -1 | 1 | 0 | 2018-03-07 | 1 | 2018-03-07 | -1
R4 | 201000260 | IBSM PM Kit |  |  |  | 1 | 2018-01-02 | 1
R3 | 999027699 | Plier - Tube Press to Fitting for Alliance WAT271087 |  |  |  | 1 | 2018-01-02 | 1
L3 | 187805-01 | IMAQ - A6804 NI Cable for detector |  |  |  | 1 | 2018-01-02 | 1
L2 | OTO2016 | OTO2016 |  |  |  | 15 | 2018-01-02 | 15
L3 | WAT046-12 | Peek |  |  |  | 5 | 2018-01-02 | 5
R1 | TJ36-CPSS-18U-2 | Omega for Alliance/ Velox Column Heater for GES |  |  |  | 3 | 2018-01-02 | 3
R1 | P-L-1/10-1/8-2-0-T-3 | Omega for 5042 |  |  |  | 3 | 2018-01-02 | 3
R2 | 441001128 | Home/ Away latch sensor for ASO |  |  |  | 3 | 2018-01-02 | 3
L3 | CF25048M312590 | light pipe for detector |  |  |  | 1 | 2018-01-02 | 1
L3 | WAT097323 | WAT097323 lamp assy |  |  |  | 4 | 2018-01-02 | 4
L3 | 700001722 | 15V @ 1.5A power supply |  |  |  | 1 | 2018-01-02 | 1
L3 | WAT027-08 | Peek tubing .062OD x .40ID |  |  |  | 3 | 2018-01-02 | 3
L3 | PCBA for TE82888 | Interface PCBA for Rough Alignment Tester TE82888 |  |  |  | 1 | 2018-01-02 | 1
R3 | WAT021132 | Seal Insert for Alliance |  |  |  | 5 | 2018-01-02 | 6 | 2018-05-28 | -1
L2 | 430001208 | Vent valve P2 to Tee/ filter |  |  |  | 8 | 2018-01-02 | 8
R3 | 999027952 | Assy Fix Ballscrew for alliance |  |  |  | 2 | 2018-01-02 | 2
L2 | 9513K18 | color coded 0.0075" plastic shim for FTN |  |  |  | 7 | 2018-01-02 | 7
L2 | 9513K19 | color coded 0.010" plastic shim for FTN |  |  |  | 7 | 2018-01-02 | 7
R3 | ULN5804B | IC |  |  |  | 4 | 2018-01-02 | 4
L2 | WAT053502 | PM Sticker |  |  |  | 190 | 2018-01-02 | 194 | 2018-10-17 | -4
L2 | RZZ pin | RZZ pin for FTN |  |  |  | 2 | 2018-01-02 | 2
R2 | spare CPU connector | spare CPU connector |  |  |  | 6 | 2018-01-02 | 6
L4 | QW2100 | QW2100 barcode scanner |  |  |  | 6 | 2018-01-02 | 6
L4 | Mesur Matic PCBA | NA |  |  |  | 2 | 2018-01-02 | 2
R2 | 700001351 | ASSY, PCB, DEGASSER AF for CEI PCBA |  |  |  | 3 | 2018-01-02 | 3
R2 | 725000459 | ASSY, PCB, DEGASSER, QSPI MULTI-PERS | Order at PN# 700002511 | 0 | 2 | 5 | 2018-08-23 | 5
R2 | LEMY22 | NA |  |  |  | 1 | 2018-01-02 | 1
R2 | LPMY22 | NA |  |  |  | 1 | 2018-01-02 | 1
R2 | 441000440 | Column Heater Cable for Alliance |  |  |  | 6 | 2018-01-02 | 6
L2 | PSL613315 | NA |  |  |  | 5 | 2018-01-02 | 5
L3 | WAT011042 | BSM PM Plunger tool |  |  |  | 1 | 2018-01-02 | 1
L2 | 405008767 | Cap valve for FTN line to cap for dust |  |  |  | 5 | 2018-01-02 | 5
L2 | ULN2003A | FTN Sensor |  |  |  | 12 | 2018-01-02 | 12
R3 | KUHP-11D51-24 | Pump Tray alliance |  |  |  | 1 | 2018-01-02 | 1
R3 | 9120089 | diamond pin assy fix for CCD |  |  |  | 2 | 2018-01-02 | 2
L2 | 430003154 | ASSY, WELDED TUBE, SS, .003 ID X 14.5 LG | Order at PN 700008869 | 0 | 4 | 4 | 2018-01-02 | 8 | 2018-01-30 | -1 | 2018-08-28 | -1 | 2018-11-20 | -1 | 2018-11-28 | -1
L2 | 430001101 | Tubing assy for FTN |  |  |  | 48 | 2018-01-02 | 48
L2 | WAT026804 | For FTN |  |  |  | 7 | 2018-01-02 | 7
L2 | 430001102 | Tubing assy for FTN |  |  |  | 48 | 2018-01-02 | 48
L2 | 323000639 | NA |  |  |  | 25 | 2018-01-02 | 25
L2 | ULN2064B | For FTN |  |  |  | 4 | 2018-01-02 | 4
L2 | MC74HC14ANG | For FTN |  |  |  | 4 | 2018-01-02 | 4
R2 | 21000552 | Tray Latch sensor for CEI ASO |  |  |  | 2 | 2018-01-02 | 2
R3 | Keypad and Key printout | Keypad and Key printout for Alliance injector |  |  |  | 1 | 2018-01-02 | 1
L4 | TBI SN-1X | SHIM |  |  |  | 2 | 2018-01-02 | 2
L3 | 700004156 | Cuvette Set |  | 0 | 3 | 8 | 2018-01-02 | 8
R3 | WAS081060 | 2487 CPU Board |  |  |  | 4 | 2018-01-02 | 4
L2 | 205000730 | APH for FTN tester |  |  |  | 3 | 2018-01-02 | 3
L2 | 205000894 | ACQ. I-Class APH, SS, 12.5 LG, .003 ID | Tubing assy with Pre-heater for FTN Tester (Valve to column) | 0 | 2 | 2 | 2018-01-02 | 3 | 2018-12-21 | -1
L2 | 700006052 | ASSY, CART, VENT, DOGLEG, 18 KPSI, DOM | EVent valve for FTN | 0 | 3 | 5 | 2018-01-02 | 5
L2 | 700010979 | Netgear 5 port switch |  |  |  | 1 | 2018-01-02 | 1
L3 | WAS081324 | 2487 lamp power supply |  |  |  | 2 | 2018-01-02 | 2
L4 | 205015016 | ACQUITY UPLC ID Cell TUV, Analytical | TUV Flowcell | -3 | 8 | 5 | 2018-01-02 | 1 | 2018-09-06 | 8 | 2018-09-17 | -4 | 2018-11-01 | 4 | 2018-12-21 | -4
L3 | 700003639 | 160GB Harddisk |  |  |  | 2 | 2018-01-02 | 2
L3 | 700008988 | 250GB Harddisk |  |  |  | 4 | 2018-01-02 | 4
L3 | Harddisk for Richport | Harddisk for Richport |  |  |  | 1 | 2018-01-02 | 1
L3 | 700003090 | Lace Power Supply 350W |  | 0 | 2 | 2 | 2018-01-02 | 2 | 2018-04-20 | -1 | 2018-04-24 | 3 | 2018-11-20 | -2
L4 | 779065-01 (NI-6220) | NA |  |  |  | 1 | 2018-01-02 | 1
R3 | 999119745 | NA |  |  |  | 4 | 2018-01-02 | 4
L3 | 999028048 | NA |  |  |  | 3 | 2018-01-02 | 3
L4 | 1P301-1001-11 (Edgeport) | Edgeport USB to Serial Converter | SN:E40672141 |  |  | 4 | 2018-01-02 | 4
R2 | 210000190 | PCB Column Heater/Cooler |  |  |  | 3 | 2018-01-02 | 3
R4 | TSP200350 (Polymicro) | NA |  |  |  | 1 | 2018-01-02 | 1
R3 | 999026422 | Torque Wrench |  |  |  | 1 | 2018-01-02 | 1
R3 | 999026375 | Torque Wrench |  |  |  | 1 | 2018-01-02 | 1
R3 | 999032164 | Carrlane L-5-SS modified |  |  |  | 10 | 2018-01-02 | 10
L2 | 999032368 | Socket Weldment, Upchurch SG HS: 82055900 |  |  |  | 5 | 2018-01-02 | 5
R3 | 17742 | Pin for Alliance |  |  |  | 5 | 2018-01-02 | 5
R3 | WAT046-01 | Yellow Ferrule for Alliance |  |  |  | 5 | 2018-01-02 | 5
R2 | 7078-TRX-5 (Keithley) | 7078-TRX-5 CABLE, TRIAX, 3 SLOT LOW NOISE, 1.5M |  |  |  | 1 | 2018-01-02 | 1
L3 | 186002350 | ACQUITY UPLC BEH C18 1.7µm 2.1x50mm Colv | Need to reorder in Jan 2019 - SS 8 pieces | -9 | 9 | 0 | 2018-01-02 | 9 | 2018-01-11 | -4 | 2018-03-07 | -1 | 2018-07-12 | -1 | 2018-08-14 | 4 | 2018-09-17 | -1 | 2018-09-17 | -4 | 2018-12-21 | 1 | 2018-12-21 | -3
L3 | 186006049 | XBridgeR BEH C8 2.5um | Need to reorder in Jan 2019 - SS 8 pieces | -8 | 8 | 0 | 2018-01-02 | 8 | 2018-01-11 | -4 | 2018-09-05 | 3 | 2018-09-17 | -4 | 2018-09-19 | 1 | 2018-12-21 | -4
L3 | WAT035190 | Inline Filter Assy |  |  |  | 1 | 2018-01-02 | 1
L2 | 430003141 | Samp Needle, 20uL |  |  |  | 1 | 2018-01-02 | 1
R3 | 999025295 adjustment tool | Tohnichi SSP8N2x5/16 adjustment tool |  |  |  | 1 | 2018-01-02 | 1
L4 | 289002450 | TUV Shunts |  |  |  | 6 | 2018-01-02 | 6
L4 | 289002226 | Shunt cell, Acquity PDA | PDA Medium Shunts. Order at PN 700002874 | -3 | 3 | 0 | 2018-01-02 | 3 | 2018-01-12 | -1 | 2018-01-23 | -2
L4 | 289002149 | PDA Large Shunts |  |  |  | 3 | 2018-01-02 | 3
L4 | 289002219 | PDA Linearity Shunts |  |  |  | 1 | 2018-01-02 | 1
R3 | 9026700 | Encoder alignment pin carousel eAlliance | additional 2 items |  |  | 4 | 2018-01-02 | 4
L3 | Pin hole aperture | Pin hole aperture tool | missing 1 item |  |  | 5 | 2018-01-02 | 5
R3 | VICI ASFVO | On/Off valve, air actuated/1"so | missing SF39391 | 0 | 2 | 6 | 2018-01-02 | 7 | 2018-03-02 | -1 | 2018-03-15 | -1 | 2018-04-10 | -1 | 2018-06-20 | -1 | 2018-09-18 | -1 | 2019-08-30 | -1 | 2019-09-20 | 5
R3 | BSDA025T-NC-PV | PLAST-O-MATIC | missing 2 item |  |  | 6 | 2018-01-02 | 8 | 2018-08-15 | -1 | 2018-08-16 | -1
R3 | UG333/5PNGD | 600GB 15K RPM SAS 2.5in Hot Plug Drive, 3.5in HYB CARR, Cus Kit |  |  |  | 2 | 2018-01-12 | 2
L5 | 700009641 | ESI PROBE ASSEMBLY 250mm Qda |  |  |  | 17 | 2018-02-20 | 5 | 2018-02-20 | -2 | 2018-03-12 | 6 | 2018-03-12 | -4 | 2018-09-12 | -2 | 2018-09-20 | 20 | 2018-10-02 | -1 | 2018-10-17 | -8 | 2018-10-29 | -1 | 2018-11-01 | 4
L4 | 01038-65 | Weighing Balance Adapter 220V | Adapter only |  |  | 2 | 2018-02-20 | 2
L6 | 1503191 | Wrist Band, Adjustable, 6ft Cord, Blue | Total of 4 |  |  | 1 | 2018-02-27 | 4 | 2018-02-27 | -2 | 2018-03-08 | -1
L6 | 222635 | Analogue Surface Resistance Meter Kit |  |  |  | 1 | 2018-02-27 | 1
L6 | RCDDT320-EN-BS | Tester, RCD |  |  |  | 1 | 2018-02-27 | 1
L6 | 222563 | ESD Personnel Test Station |  |  |  | 0 | 2018-02-27 | 1 | 2018-02-27 | -1
L2 | 999038882 | Modified Nut Driver |  |  |  | 1 | 2018-03-01 | 1
L3 | WAS207069 | 515 PLUNGER |  | 0 | 4 | 6 | 2018-03-07 | 4 | 2018-03-07 | -4 | 2018-09-06 | 8 | 2018-09-06 | -2
R3 | 700000254 | Performance Plus Sapphire CV CART (2) |  | 0 | 8 | 8 | 2018-03-07 | 8 | 2018-03-07 | -8 | 2018-07-31 | 16 | 2018-08-06 | -8
L3 | WAT022934 | Seal, Clear-100 |  | 0 | 4 | 6 | 2018-03-07 | 2 | 2018-03-07 | -2 | 2018-09-06 | 8 | 2018-09-06 | -2
R3 | WAT025531 | Assy, Solvent Filter |  | -2 | 2 | 0 | 2018-03-07 | 2 | 2018-08-07 | -2
| 201000174 | ACQUITY SAMPLE MGR PERFORM MAINT KIT |  | -1 | 1 | 0 | 2018-03-07 | 1 | 2018-03-07 | -1
| 201000281 | ACQUITY PDA/TUV 2489/2998 PERF MAINT KIT |  | -1 | 1 | 0 | 2018-03-07 | 1 | 2018-03-07 | -1
| 700002642 | ACQUITY UPLC ABSORBANCE 10MM TEST SOL |  | -1 | 1 | 0 | 2018-03-07 | 1 | 2018-03-07 | -1
R4 | 186002457 | White, 9mm Screw Cap w/Bonded pre-slit P |  | 0 | 2 | 3 | 2018-03-07 | 1 | 2018-03-07 | -1 | 2018-10-02 | 4 | 2018-10-02 | -1
R4 | 186005827 | Blk Cap 12x32mm vial PSlt PTFE Sil Sept |  | -1 | 2 | 1 | 2018-03-07 | 1 | 2018-03-07 | -1 | 2018-10-02 | 2 | 2018-10-02 | -1
R4 | 186002127 | Green Screw Cap (9mm) w/Bonded Pre-Slit |  | -1 | 2 | 1 | 2018-03-07 | 1 | 2018-03-07 | -1 | 2018-10-02 | 2 | 2019-03-07 | -1
R4 | 186002128 | Red Screw Cap (9mm) w/Bonded Pre-Slit PT |  | -1 | 2 | 1 | 2018-03-07 | 1 | 2018-03-07 | -1 | 2018-10-02 | 2 | 2019-03-07 | -1
R3 | 186003031 | XBridge C18 3.5 um 4.6 x 50 mm Column |  | -8 | 24 | 16 | 2018-03-07 | 30 | 2018-03-07 | -20 | 2018-04-24 | 10 | 2018-05-23 | -4
| 700003741 | HPLC System UV Test Solutions | Ampules 1, 3, 7, 8 & 9 | -6 | 6 | 0 | 2018-03-07 | 10 | 2018-03-07 | -10 | 2018-03-20 | 30 | 2018-03-20 | -30
R3 | G14F06201 | Bar Code Scanner QW2100 |  |  |  | 0 | 2018-05-22 | 1 | 2018-05-22 | -1
R4 | 1439MG01HA79 | Logitech Keyboard |  |  |  | 1 | 2018-05-22 | 1
R4 | E1715S | Dell Monitor |  |  |  | 0 | 2018-05-22 | 1 | 2018-05-22 | -1
| 6070945 | 1/16" Blanking Plug |  |  |  | 3 | 2018-05-24 | 3
| 7714898 | 5/32 Cap |  |  |  | 5 | 2018-05-24 | 5
| 7715071 | 6mm to 6mm Joint |  |  |  | 5 | 2018-05-24 | 5
| 700003811 | ThermpGreen High temp Sepa |  |  |  | 16 | 2018-05-24 | 16
| 371-9549 | 5/32 Plug |  |  |  | 12 | 2018-05-24 | 12
| C105-14-304 | Swing Clamp Assembly & Nut |  |  |  | 2 | 2018-05-24 | 2
| C10514397 | NW25 Centering Ring VIT |  |  |  | 2 | 2018-05-24 | 2
| KQ2C06-00A | 6mm Cap |  |  |  | 10 | 2018-05-24 | 10
| KQ2P-06 | 6mm Plug |  |  |  | 7 | 2018-05-24 | 7
|  | Analyser Back Cover |  |  |  | 1 | 2018-05-24 | 1
|  | Leak Check Adaptor |  |  |  | 1 | 2018-05-24 | 1
|  | Tube Sharperner Cover |  |  |  | 1 | 2018-05-24 | 1
L4 | FA-24PS | 24 Volt Powersupply |  |  |  | 2 | 2018-06-05 | 2
L4 | 71216SN2BL00, C111Q3 | Parker Fluid Control DIV |  |  |  | 2 | 2018-06-07 | 2
L4 | 210000399 | 2414 Front End Controller | Order at PN 700001116, ASSY, PCB, 2414 FRONT END BOARD | -1 | 2 | 1 | 2018-06-29 | 2 | 2018-06-29 | -1 | 2018-07-02 | 2 | 2018-09-13 | -1 | 2019-09-03 | -1
L4 | 999041977-03 | Backpressure Verification Sample, Assembly |  |  |  | 1 | 2018-07-02 | 1
L4 | 999041977-04 | Backpressure Verification Sample, Assembly |  |  |  | 0 | 2018-07-02 | 1 | 2018-07-02 | -1
R4 | SPC15329 | Banana Plug |  |  |  | 24 | 2018-07-19 | 30 | 2018-09-24 | -2 | 2018-09-24 | -2 | 2018-09-24 | -2
L3 | 210000520 | 2 CPU'S for 210000478 |  |  |  | 1 | 2018-07-27 | 2 | 2018-07-27 | -1
R3 | 999042549 | Insert Upper Ram, Check Valve Housing |  |  |  | 2 | 2018-08-13 | 3 | 2018-08-13 | -1
R3 | WAT069507 | Assy Cable Washpump |  |  |  | 0 | 2018-08-07 | 16 | 2018-08-07 | -16
R4 | 201000160 | 1525 EF PM Kit (Incomplete set) |  |  |  | 1 | 2018-01-02 | 1
R4 | 201000160 | 1525 EF PM Kit |  |  |  | 1 | 2018-01-02 | 1
L3 | 289006760 | ASSY, CARTRIDGE, CM, 18 KPSI | Order at PN 205000877 (2 per), KIT, VALVE CARTRIDGES, SS I-Class CM-A Need to reorder in Jan 2019 - 1 set 205000877 - SS 2 pieces | -2 | 2 | 0 | 2018-08-28 | 2 | 2018-08-28 | -1 | 2018-12-21 | -1
L4 | 700005269 | PERFORMANCE PLUS HB DEUTERIUM LAMP ASSY |  | -12 | 6 | -6 | 2018-08-28 | 6 | 2018-09-17 | -6 | 2019-09-20 | -6
| 667004297 | SQT Option for Systems on Emp 3 |  |  |  | 0 | 2018-09-06 | 1 | 2018-09-06 | -1
R3 | HPRV-250SS-V-1200 | Generant High Pressure Valve 316 SS 1/4" NPT, Viton seal, 1200PSI Set Point |  |  |  | 1 | 2018-09-12 | 1
| 700009330 | PERFORMANCE PLUS HB DEUTERIUM LAMP ASSY |  |  |  | 4 | 2018-09-14 | 4
L4 | 700005250 | PCB, HTCH-A ACTIVE COL HEATER |  |  |  | 1 | 2018-09-19 | 1 | 2018-09-19 | -1 | 2018-09-24 | 1
L5 | 700009768 | Aperture Disk Assembly P Qda |  |  |  | 18 | 2018-09-20 | 20 | 2018-10-17 | -4
R2 | WAT056370 | PCB CPU |  |  |  | 1 | 2018-10-08 | 2 | 2018-10-08 | -1
L5 | 289012535 | Filament Assembly |  |  |  | 6 | 2018-10-26 | 8 | 2018-10-26 | -2
L5 |  | Brooks 2510 Flow Meter |  |  |  | 2 | 2018-10-26 | 10 | 2018-10-26 | -8
R1 | 442000135 | UK Power Cord |  |  |  | 8 | 2018-10-29 | 4 | 2018-10-29 | -4 | 2018-12-11 | 8
L3 | 002261-BJ-BA-00 | Filament Assembly |  |  |  | 1 | 2018-11-01 | 1
| BVHVU6 | HAND VALVES |  |  |  | 4 | 2018-11-01 | 4
| BVU60-1212 | MANUAL |  |  |  | 4 | 2018-11-01 | 4
R2 | 700005512 | ASSY, PCB, ACQ PDA CHARGE AMP WSN | Packed in a box with PN# 210000333, 210000520 |  |  | 1 | 2018-12-11 | 1
Note on H1: Jie Hui Ng: Balance inventory from 2017
Note on F3: HuaZhen Luo: Column Manager Tester PM
Note on G3: HuaZhen Luo: MRO was raised by Jie Hui
Note on J3: Jie Hui Ng: Issue to Venture
Note on P3: Jie Hui Ng: Issue to Venture for Column Manager PM
Note on J17: Jie Hui Ng: To Flex
Note on J23: Jie Hui Ng: Issue to Venture
Note on F39: HuaZhen Luo: Repair parts for FTN
Note on N39: Jie Hui Ng: Issue to Venture
Note on P39: Jie Hui Ng: Issue to Venture
Note on F52: HuaZhen Luo: Repair parts for Venture
Note on F53: HuaZhen Luo: Repair parts for Venture
Note on F56: HuaZhen Luo: PM parts for FTN. All 8 units sent to Paul for reprogram
Note on P56: Jie Hui Ng: Issue to Venture
Note on F60: HuaZhen Luo: Repair parts for old LACE PC
Note on N60: Jie Hui Ng: Issue to Flex
Note on F74: HuaZhen Luo: 8x FTN PM and 1x for Column Manager Tester at Venture
Note on G74: HuaZhen Luo: MRO (1 pcs) was raised by Jie Hui
Note on N74: Jie Hui Ng: Issue to Venture
Note on R74: Jie Hui Ng: Issue to Venture
Note on T74: Jie Hui Ng: Issue to Venture
Note on W74: sgyyso: found extra 1 box during stock check
Note on X74: Jie Hui Ng: Issue to Venture
Note on F75: HuaZhen Luo: FTN PM
Note on R75: Jie Hui Ng: Issue to Venture
Note on F80: HuaZhen Luo: No. is based on last year usage
Note on F85: HuaZhen Luo: No. is based on last year usage. Repair parts for Flex
Note on N85: Jie Hui Ng: Issue to Flex
Note on P85: Jie Hui Ng: Issue to Flex
Note on R85: Jie Hui Ng: Issue to Flex
Note on T85: Jie Hui Ng: Issue to Flex
Note on V85: Jie Hui Ng: New purchase, Invoice 802725
Note on H87: Jie Hui Ng: Harddisk spares for server
Note on N88: Jie Hui Ng: To Venture
Note on P88: Jie Hui Ng: Issue to Venture
Note on T88: Jie Hui Ng: Issue to Sidd
Note on V88: Jie Hui Ng: Issue to Venture
Note on X88: Jie Hui Ng: Issue to WPPL lab
Note on F95: HuaZhen Luo: PM parts for Venture
Note on N95: Jie Hui Ng: Issue to Venture
Note on F96: HuaZhen Luo: PM parts fro Venture
Note on N96: Jie Hui Ng: Issue to Venture
Note on F97: HuaZhen Luo: PM Parts for Venture
Note on N97: Jie Hui Ng: Issue to Venture
Note on F98: HuaZhen Luo: PM parts for Venture
Note on F99: HuaZhen Luo: PM parts for Venture
Note on G99: HuaZhen Luo: MRO was raised by Jie Hui
Note on F100: HuaZhen Luo: PM parts for Venture
Note on G100: HuaZhen Luo: MRO was raised by Jie Hui
Note on F101: HuaZhen Luo: PM parts for Venture
Note on G101: HuaZhen Luo: MRO was raised by Jie Hui
Note on F102: HuaZhen Luo: No. is based on last year usage.
Note on N102: Jie Hui Ng: Issue to Flex
Note on F103: HuaZhen Luo: No. is based on last year usage.
Note on N103: Jie Hui Ng: Issue to Flex
Note on F104: HuaZhen Luo: No. is based on last year usage.
Note on N104: sgycha: issue to flex
Note on F105: HuaZhen Luo: No. is based on last year usage.
Note on N105: sgycha: issue to flex
Note on F106: HuaZhen Luo: Used for Alliance Final Testers. 4 ports x 6 testers = 24
Note on N106: Jie Hui Ng: Issue to Flex for 6th Alliance tester
Note on F107: HuaZhen Luo: Test solution for 6 Alliance Testers
Note on N107: Jie Hui Ng: Issue to Flex
Note on F125: HuaZhen Luo: CEI Fixture Repair
Note on N125: Jie Hui Ng: Issue to CEI
Note on P125: Jie Hui Ng: Issue to CEI
Note on J127: Jie Hui Ng: Issue to KeyPoint
Note on J128: Jie Hui Ng: Issue to CEI
Note on L128: Jie Hui Ng: Issue to Venture
Note on N128: Jie Hui Ng: Issue to Flex
Note on J129: Jie Hui Ng: Issue to Venture
Note on J130: Jie Hui Ng: Issue to Flex
Note on H131: Jie Hui Ng: bought from Flex
Note on J131: Jie Hui Ng: Issue to Venture
Note on F134: HuaZhen Luo: Repair parts for Venture FTN testers
Note on J134: Jie Hui Ng: Issue to Venture
Note on L134: Jie Hui Ng: Issue to Venture
Note on F135: HuaZhen Luo: PM parts for Venture
Note on J135: Jie Hui Ng: Issue to Venture
Note on L135: Jie Hui Ng: Issue to Venture
Note on J136: Jie Hui Ng: Issue to Flex
Note on J139: Jie Hui Ng: Issue to CEI
Note on J140: Jie Hui Ng: Issue to Venture
Note on J141: Jie Hui Ng: Issue to Flex
Note on J142: Jie Hui Ng: Issue to Venture
Note on J143: Jie Hui Ng: Issue to Venture
Note on J144: Jie Hui Ng: Issue to WPPL SQT Lab

## 2017 Balance Inventory
Date In/Out | Part Number | Description | Location | Quantity In | Quantity Out | Remarks
2018-01-02 | 201000197 | I2V IBSM PM Kit | R4 | 1 |  | Balance inventory from 2017
2018-01-02 | 201000260 | IBSM PM Kit | R4 | 1
2018-01-02 | 999027699 | Plier - Tube Press to Fitting for Alliance WAT271087 | R3 | 1
2018-01-02 | 187805-01 | IMAQ - A6804 NI Cable for detector | L3 | 1
2018-01-02 | OTO2016 | OTO2016 | L2 | 15
2018-01-02 | WAT046-12 | Peek | L3 | 5
2018-01-02 | TJ36-CPSS-18U-2 | Omega for Alliance/ Velox Column Heater for GES | R1 | 3
2018-01-02 | P-L-1/10-1/8-2-0-T-3 | Omega for 5042 | R1 | 3
2018-01-02 | 441001128 | Home/ Away latch sensor for ASO | R2 | 3
2018-01-02 | CF25048M312590 | light pipe for detector | L3 | 1
2018-01-02 | WAT097323 | WAT097323 lamp assy | L3 | 4
2018-01-02 | 700001722 | 15V @ 1.5A power supply | L3 | 1
2018-01-02 | WAT027-08 | Peek tubing .062OD x .40ID | L3 | 3
2018-01-02 | PCBA for TE82888 | Interface PCBA for Rough Alignment Tester TE82888 | L3 | 1
2018-01-02 | WAT021132 | Seal Insert for Alliance | R3 | 6
2018-01-02 | 430001208 | Vent valve P2 to Tee/ filter | L2 | 8
2018-01-02 | 999027952 | Assy Fix Ballscrew for alliance | R3 | 2
2018-01-02 | 9513K18 | color coded 0.0075" plastic shim for FTN | L2 | 7
2018-01-02 | 9513K19 | color coded 0.010" plastic shim for FTN | L2 | 7
2018-01-02 | ULN5804B | IC | R3 | 4
2018-01-02 | WAT053502 | PM Sticker | L2 | 194
2018-01-02 | RZZ pin | RZZ pin for FTN | L2 | 2
2018-01-02 | spare CPU connector | spare CPU connector | R2 | 6
2018-01-02 | QW2100 | QW2100 barcode scanner | L4 | 6
2018-01-02 | Mesur Matic PCBA |  | L4 | 2
2018-01-02 | 700001351 | ASSY, PCB, DEGASSER AF for CEI PCBA | R2 | 3
2018-01-02 | 700002511 | Degasser PCB for Alliance degasser | R2 | 5
2018-01-02 | LEMY22 |  | R2 | 1
2018-01-02 | LPMY22 |  | R2 | 1
2018-01-02 | 441000440 | Column Heater Cable for Alliance | R2 | 6
2018-01-02 | PSL613315 |  | L2 | 5
2018-01-02 | WAT011042 | BSM PM Plunger tool | L3 | 1
2018-01-02 | 405008767 | Cap valve for FTN line to cap for dust | L2 | 5
2018-01-02 | ULN2003A | FTN Sensor | L2 | 12
2018-01-02 | KUHP-11D51-24 | Pump Tray alliance | R3 | 1
2018-01-02 | 9120089 | diamond pin assy fix for CCD | R3 | 2
2018-01-02 | 430003154 | For FTN | L2 | 8
2018-01-02 | 430001101 | Tubing assy for FTN | L2 | 48
2018-01-02 | WAT026804 | For FTN | L2 | 7
2018-01-02 | 430001102 | Tubing assy for FTN | L2 | 48
2018-01-02 | 323000639 |  | L2 | 25
2018-01-02 | ULN2064B | For FTN | L2 | 4
2018-01-02 | MC74HC14ANG | For FTN | L2 | 4
2018-01-02 | 21000552 | Tray Latch sensor for CEI ASO | R2 | 2
2018-01-02 | Keypad and Key printout | Keypad and Key printout for Alliance injector | R3 | 1
2018-01-02 | TBI SN-1X | SHIM | L4 | 2
2018-01-02 | 700004156 | Cuvette Set | L3 | 8
2018-01-02 | WAS081060 | 2487 CPU Board | R3 | 4
2018-01-02 | 205000730 | APH for FTN tester | L2 | 3
2018-01-02 | 700006052 | Vent valve for FTN | L2 | 5
2018-01-02 | 700010979 | Netgear 5 port switch | L2 | 1
2018-01-02 | WAS081324 | 2487 lamp power supply | L3 | 2
2018-01-02 | 205015016 | TUV Flowcell | L3 | 1
2018-01-02 | 700003639 | 160GB Harddisk | L3 | 2
2018-01-02 | 700008988 | 250GB Harddisk | L3 | 4
2018-01-02 | Harddisk for Richport | Harddisk for Richport | L3 | 1
2018-01-02 | 700003090 | Lace Power Supply | L6 | 2
2018-01-02 | 779065-01 (NI-6220) |  | L4 | 1
2018-01-02 | 999119745 |  | R3 | 4
2018-01-02 | 999028048 |  | L3 | 3
2018-01-02 | 1P301-1001-11 (Edgeport) | Edgeport USB to Serial Converter | L4 | 4
2018-01-02 | 210000190 | Heater Cooler PCB | L4 | 3
2018-01-02 | TSP200350 (Polymicro) |  | R4 | 1
2018-01-02 | 999026422 | Torque Wrench | R3 | 1
2018-01-02 | 999026375 | Torque Wrench | R3 | 1
2018-01-02 | 999032164 | Carrlane L-5-SS modified | R3 | 10
2018-01-02 | 999032368 | Socket Weldment, Upchurch SG HS: 82055900 | L2 | 5
2018-01-02 | 17742 | Pin for Alliance | R3 | 5
2018-01-02 | WAT046-01 | Yellow Ferrule for Alliance | R3 | 5
2018-01-02 | 7078-TRX-5 (Keithley) | 7078-TRX-5 CABLE, TRIAX, 3 SLOT LOW NOISE, 1.5M | R2 | 1
2018-01-02 | 186002350 | ACQUITY UPLC BEH C18 1.7um | L3 | 9
2018-01-02 | 186006049 | XBridgeR BEH C8 2.5um | L3 | 8
2018-01-02 | WAT035190 | Inline Filter Assy | L3 | 1
2018-01-02 | 430003141 | Samp Needle, 20uL | L2 | 1
2018-01-02 | 999025295 adjustment tool | Tohnichi SSP8N2x5/16 adjustment tool | R3 | 1
2018-01-02 | 289002450 | TUV Shunts | L4 | 3
2018-01-02 | 289002226 | PDA Medium Shunts | L4 | 4
2018-01-02 | 289002149 | TUV Large Shunts | L4 | 3
2018-01-02 | 289002219 | TUV Linearity Shunts | L4 | 1
2018-01-02 | 9026700 | Encoder alignment pin carousel eAlliance | R3 | 4 |  | additional 2 items
2018-01-02 | Pin hole aperture | Pin hole aperture tool | L3 | 5 |  | missing 1 item
2018-01-02 | VICI ASFVO |  | R3 | 7 |  | missing SF39391
2018-01-02 | BSDA025T-NC-PV | PLAST-O-MATIC | R3 | 8 |  | missing 2 item
2018-01-11 | 186002350 | ACQUITY UPLC BEH C18 1.7um | L3 |  | 4 | For Venture FTN Testers PM use
2018-01-11 | 186006049 | Xbridge BEH C8 2.5um | L3 |  | 4 | For Venture FTN Testers PM use
2018-01-12 | 289002450 | TUV Shunts | L4 |  | 1 | Loan to Flex
2018-01-12 | UG333/5PNGD | 600GB 15K RPM SAS 2.5in Hot Plug Drive, 3.5in HYB CARR, Cus Kit | R3 | 2 |  | Harddisk spares for server

## Stock not found
Parts Accessories/ Parts Numbers
201000160
1068150017
779209-01
(blank)
NI GPIB cable
DVI to VGA
9025580/ 999025609
999038868
TE82586-31
Punch for ferrule crimping
Zygo fixture
OP600-1
999038530
Keyboard
Micrometer
Shim Book
3" depth Gauge + hole puncher
Vaccuum pump
205000894
442000135
I button
119646
P-299
119652
999029388
999027101-2
WAT056370
186002441
WAT091727
WAT025190
WAT078917
Voltage Box Cable
WAT042885
WAT042881
700003741
700005269
wat052587
999025295
700002825
1068150019